## Sheet1
National Strong-Motion Program
Cooperative Network Latest Station List
rlp: ver. 10.05.05
Sta | State | Station name | Location | Inst | coord. | Inst. | Serial | Owner | Tele. | Region
no. |  |  |  | lat. | long. | type * | no. | ** | ^ | ^^
[see footnotes, end of list]
108 | CA(S) | Carbon Canyon Dam | Crest | 33.9135 | -117.84 | SMA1 | 383 | ACOE |  | CISN
108 | CA(S) | Carbon Canyon Dam | Left Abutment | 33.9121 | -117.8378 | SMA1 | 382 | ACOE |  | CISN
108 | CA(S) | Carbon Canyon Dam | Right Abutment | 33.9157 | -117.8426 | SMA1 | 384 | ACOE |  | CISN
108 | CA(S) | Carbon Canyon Dam | Tower Control Room | 33.9154 | -117.8428 | SAD | 28187 | ACOE |  | CISN
117 | CA(S) | El Centro; Array 09, Irrigation District Substation | Commercial Ave; ground level; 2-story | 32.794 | -115.549 | Etna | 2042 | USGS |  | CISN
129 | CA(S) | Loma Linda; University Medical Center | Anderson St; ground level | 34.05 | -117.264 | Etna | 1989 | USGS | DU | CISN
141 | CA(S) | Hollywood; Griffith Observatory | Griffith Park; ground level | 34.118 | -118.299 | K2 | 537 | USGS | RT | CISN
262 | CA(S) | Palmdale; Fire Station No. 37 | North Ninth St; ground level | 34.58 | -118.110 | Etna | 1442 | USGS | DU | CISN
283 | CA(S) | Santa Barbara; Courthouse | Anacapa St; basement | 34.423 | -119.700 | K2 | 583 | USGS | DU | CISN
286 | CA(S) | Imperial Valley; Superstition Mtn Peak | Camera Site 8; ground level | 32.9548 | -115.8243 | K2 | 527 | USGS | RT | CISN
287 | CA(S) | San Antonio Dam | Control Room, Crest | 34.157 | -117.676 | SAD | 28189 | ACOE |  | CISN
287 | CA(S) | San Antonio Dam | Crest | 34.157 | -117.676 | SMA1 | 476 | ACOE |  | CISN
287 | CA(S) | San Antonio Dam | Downstream | 34.155 | -117.675 | SMA1 | 475 | ACOE |  | CISN
287 | CA(S) | San Antonio Dam | Right Abutment | 34.158 | -117.682 | SMA1 | 477 | ACOE |  | CISN
289 | CA(S) | Whittier Narrows Dam | Crest | 34.0203 | -118.0541 | SSA2 | 996 | ACOE |  | CISN
289 | CA(S) | Whittier Narrows Dam | Upstream Baseyard | 34.0327 | -118.0532 | SSA2 | 997 | ACOE |  | CISN
412 | CA(S) | El Centro; Array 10, Regional Hospital | Ross Ave; ground level | 32.781 | -115.567 | K2 | 589 | USGS | DU | CISN
464 | CA(S) | El Centro; Meadows Union School | Bowker Rd; ground level | 32.8 | -115.473 | Etna | 2027 | USGS | DU | CISN
482 | CA(S) | Alhambra; LA County Public Works Hdqtrs | S. Fremont Ave; 12-ch bldg array; 12-story | 34.0849 | -118.15 | K2 | 699 | LDPW | DU | CISN
482 | CA(S) | Alhambra; LA County Public Works Hdqtrs | S. Fremont Ave; Freefield; ground level | 34.0842 | -118.1517 | K2 | 533 | LDPW |  | CISN
634 | CA(S) | Norwalk; 12400 Imperial Highway | Imperial Hwy; north ground site | 33.917 | -118.067 | SMA1 | 415 | USGS |  | CISN
634 | CA(S) | Norwalk; 12400 Imperial Highway | Imperial Hwy; south ground site | 33.914 | -118.067 | SMA1 | 823 | USGS |  | CISN
637 | CA(S) | Los Angeles; Sepulveda VA Hospital | Bldg 40; ground level | 34.2491 | -118.479 | Etna | 4017 | VA | DU | CISN
638 | CA(S) | Los Angeles; Brentwood VA Hospital | Bldg 259; ground | 34.063 | -118.463 | Etna | 4028 | VA | DU | CISN
655 | CA(S) | Sylmar; Jensen Filter Plant; Admin. Bldg | Balboa Blvd; basement (3) | 34.3116 | -118.496 | Etna | 1937 | MWD |  | CISN
655 | CA(S) | Sylmar; Jensen Filter Plant; Admin. Bldg | Balboa Blvd; freefield (6 ch, w/ 3-ch downhole) | 34.3108 | -118.4968 | K2 | 607 | USGS | RT | CISN
655 | CA(S) | Sylmar; Jensen Filter Plant; Generator Bldg | Balboa Blvd; freefield (6 ch, w/ 3-ch downhole) | 34.3131 | -118.4992 | K2 | 531 | USGS |  | CISN
655 | CA(S) | Sylmar; Jensen Filter Plant; Generator Bldg | Balboa Blvd; ground level | 34.3129 | -118.4989 | Etna | 1938 | MWD |  | CISN
655 | CA(S) | Sylmar; Jensen Filter Plant; Reservoir Structure | Balboa Blvd; roof level | 34.3082 | -118.5005 | Etna | 1939 | MWD |  | CISN
656 | CA(S) | LaVerne; Live Oak Reservoir | Abutment | 34.1406 | -117.7513 | SMA1 | 258 | MWD |  | CISN
656 | CA(S) | LaVerne; Live Oak Reservoir | Structure Array | 34.1349 | -117.7556 | K2 | 2362 | MWD |  | CISN
697 | CA(S) | Brea; Orange County Reservoir | Abutment | 33.9354 | -117.8839 | Etna | 1933 | MWD |  | CISN
697 | CA(S) | Brea; Orange County Reservoir | Crest | 33.9357 | -117.8841 | Etna | 1926 | MWD |  | CISN
698 | CA(S) | Yorba Linda; Diemer Filtration Plant | Control Bldg; basement | 33.9117 | -117.8205 | Etna | 1925 | MWD |  | CISN
698 | CA(S) | Yorba Linda; Diemer Filtration Plant | Reservoir; roof | 33.91 | -117.8173 | Etna | 1929 | MWD |  | CISN
707 | CA(S) | Lake Mathews Dam | Dike Toe | 33.8541 | -117.4494 | SMA1 | 1050 | MWD |  | CISN
709 | CA(S) | Monterey Park; Garvey Reservoir | Abutment | 34.049 | -118.112 | Etna | 1922 | MWD |  | CISN
709 | CA(S) | Monterey Park; Garvey Reservoir | Crest | 34.051 | -118.116 | Etna | 1935 | MWD |  | CISN
710 | CA(S) | Palos Verdes Reservoir | Abutment Bldg | 33.7718 | -118.3207 | Etna | 1932 | MWD |  | CISN
710 | CA(S) | Palos Verdes Reservoir | Crest | 33.7717 | -118.3206 | Etna | 1930 | MWD |  | CISN
720 | CA(S) | Murietta Hot Springs; Skinner Dam | Left Abutment; control bldg | 33.5827 | -117.0720 | Etna | 1940 | MWD |  | CISN
720 | CA(S) | Murietta Hot Springs; Skinner Dam | Reservoir; abutment | 33.5754 | -117.0795 | Etna | 1941 | MWD |  | CISN
720 | CA(S) | Murietta Hot Springs; Skinner Dam | Reservoir; crest | 33.5754 | -117.0822 | Etna | 1942 | MWD |  | CISN
720 | CA(S) | Murietta Hot Springs; Skinner Dam | Structure Array | 33.5881 | -117.0729 | K2 | 2363 | MWD |  | CISN
757 | CA(S) | Los Angeles; Sepulveda Canyon | Control Room; ground level | 34.0969 | -118.4794 | Etna | 1936 | MWD |  | CISN
804 | CA(S) | Whittier; Lutheran Tower | Bright Ave; 10th level | 33.977 | -118.036 | SMA1 | 1071 | USGS |  | CISN
804 | CA(S) | Whittier; Lutheran Tower | Bright Ave; 5th level | 33.977 | -118.036 | SMA1 | 1070 | USGS |  | CISN
804 | CA(S) | Whittier; Lutheran Tower | Bright Ave; basement | 33.977 | -118.036 | SMA1 | 1069 | USGS |  | CISN
817 | CA(S) | Hinds Pumping Plant | Head Gate House; mid-level | 33.708 | -115.628 | Etna | 1924 | MWD |  | CISN
818 | CA(S) | Parker Dam; Gene Pumping Plant | Field Headquarters; plant basement | 34.29 | -114.171 | Etna | 1393 | MWD |  | CISN
819 | CA(S) | Copper Basin Dam | Abutment | 34.283 | -114.236 | Etna | 1931 | MWD |  | CISN
819 | CA(S) | Copper Basin Dam | Crest | 34.279 | -114.222 | Etna | 1943 | MWD |  | CISN
820 | CA(S) | Iron Mtn. Pumping Plant | Basement | 34.148 | -115.122 | Etna | 1394 | MWD |  | CISN
931 | CA(S) | El Centro; Array 12, Meloland Cattle Co. | Brockman Rd; ground level | 32.718 | -115.637 | SMA1 | 1503 | USGS |  | CISN
949 | CA(S) | Los Angeles; Sepulveda Dam | Control Room | 34.17 | -118.47 | SAD | 28191 | ACOE |  | CISN
951 | CA(S) | Brea Dam | Crest | 33.8898 | -117.9251 | SMA1 | 386 | ACOE |  | CISN
951 | CA(S) | Brea Dam | Downstream | 33.89 | -117.9268 | SMA1 | 387 | ACOE |  | CISN
951 | CA(S) | Brea Dam | Left Abutment | 33.8904 | -117.9258 | SMA1 | 385 | ACOE |  | CISN
951 | CA(S) | Brea Dam | Tower Control Room | 33.89 | -117.93 | SAD | 28186 | ACOE |  | CISN
952 | CA(S) | El Centro; Array 05, Gilbert Residence | James Rd; ground level | 32.855 | -115.466 | SMA1 | 2339 | USGS |  | CISN
955 | CA(S) | El Centro; Array 04, Schafter Residence | Anderson Rd; ground level | 32.864 | -115.432 | SMA1 | 1427 | USGS |  | CISN
969 | CA(S) | Prado Dam | Tower | 33.891 | -117.645 | SAD | 28188 | ACOE |  | CISN
969 | CA(S) | Prado Dam (accelerograph removed) | Crest | 33.89 | -117.642 |  |  | ACOE |  | CISN
969 | CA(S) | Prado Dam (accelerograph removed) | Downstream | 33.888 | -117.641 |  |  | ACOE |  | CISN
969 | CA(S) | Prado Dam (accelerograph removed) | Left Abutment | 33.889 | -117.638 |  |  | ACOE |  | CISN
981 | CA(S) | Los Angeles; Century City, 2049 CPE | Century Park E; 12-ch bldg array; 44-story | 34.058 | -118.412 | K2 | 612 | USGS | DU | CISN
982 | CA(S) | Los Angeles; Century City, 2029 CPE | Bldg Array 1 | 34.059 | -118.413 | MW | 131 | USGS |  | CISN
982 | CA(S) | Los Angeles; Century City, 2029 CPE | Bldg Array 2 | 34.059 | -118.413 | MW | 132 | USGS | DU | CISN
1002 | CA(N) | Redwood City; APEEL No. 2 | Portside Park; ground level | 37.528 | -122.256 | K2 | 436 | USGS |  | CISN
1003 | CA(N) | Belmont; APEEL Station 6 | Vista Point; ground level | 37.49 | -122.30 | SMA1 | 4330 | USGS |  | CISN
1004 | CA(N) | Bakersfield; Harvey Auditorium | Bakersfield High School; basement | 35.37 | -119.021 | SMA1 | 5611 | USGS |  | CISN
1010 | CA(N) | Black Butte Dam | Control Tower | 39.8139 | -122.3377 | Alarm | 2630 | ACOE |  | CISN
1010 | CA(N) | Black Butte Dam | Control Tower | 39.8139 | -122.3377 | PAM | 3001 | ACOE |  | CISN
1010 | CA(N) | Black Butte Dam | Crest | 39.8158 | -122.3359 | Etna | 2298 | ACOE |  | CISN
1010 | CA(N) | Black Butte Dam | Downstream | 39.8178 | -122.3359 | Etna | 2299 | ACOE |  | CISN
1010 | CA(N) | Black Butte Dam | Project Office | 39.8063 | -122.3299 | Alarm | 2631 | ACOE |  | CISN
1010 | CA(N) | Black Butte Dam | Right Abutment | 39.8126 | -122.3363 | Etna | 2297 | ACOE |  | CISN
1010 | CA(N) | Black Butte Dam | Tower; 6-ch array; upper and lower levels | 39.8139 | -122.3377 | K2 | 1375 | ACOE |  | CISN
1017 | CA(N) | Coyote Dam | Crest | 39.1964 | -123.1832 | Etna | 1697 | ACOE |  | CISN
1017 | CA(N) | Coyote Dam | Downstream | 39.1964 | -123.1849 | Etna | 1699 | ACOE |  | CISN
1017 | CA(N) | Coyote Dam | Left Abutment | 39.194 | -123.1837 | Etna | 1696 | ACOE |  | CISN
1017 | CA(N) | Coyote Dam | Project Office | 39.2001 | -123.1864 | Alarm | 3019 | ACOE |  | CISN
1017 | CA(N) | Coyote Dam | Upper Tower | 39.1977 | -123.1815 | Alarm | 3018 | ACOE |  | CISN
1017 | CA(N) | Coyote Dam | Upper Tower | 39.1977 | -123.1817 | Etna | 1698 | ACOE |  | CISN
1023 | CA(N) | Ferndale; Fire Station | Brown St; ground level | 40.576 | -124.263 | Etna | 1990 | USGS |  | CISN
1035 | CA(N) | Lake Isabella Dam | ACOE Office; ground level | 35.643 | -118.472 | K2 | 582 | USGS | DU | CISN
1035 | CA(N) | Lake Isabella Dam | Downstream (auxiliary) | 35.641 | -118.470 | Etna | 1688 | ACOE |  | CISN
1035 | CA(N) | Lake Isabella Dam | Downstream (main) | 35.644 | -118.484 | Etna | 1693 | ACOE |  | CISN
1035 | CA(N) | Lake Isabella Dam | Left Abutment (auxiliary) | 35.642 | -118.463 | Etna | 1687 | ACOE |  | CISN
1035 | CA(N) | Lake Isabella Dam | Left Crest (auxiliary) | 35.642 | -118.468 | Etna | 1686 | ACOE |  | CISN
1035 | CA(N) | Lake Isabella Dam | Left Crest (main) | 35.646 | -118.481 | Etna | 1691 | ACOE |  | CISN
1035 | CA(N) | Lake Isabella Dam | Mid-slope (main) | 35.645 | -118.483 | Etna | 1692 | ACOE |  | CISN
1035 | CA(N) | Lake Isabella Dam | Office | 35.643 | -118.472 | Alarm | 1762 | ACOE |  | CISN
1035 | CA(N) | Lake Isabella Dam | Right Abutment (auxiliary) | 35.644 | -118.474 | Etna | 1684 | ACOE |  | CISN
1035 | CA(N) | Lake Isabella Dam | Right Abutment (main) | 35.464 | -118.484 | Etna | 1689 | ACOE |  | CISN
1035 | CA(N) | Lake Isabella Dam | Right Crest (auxiliary) | 35.643 | -118.471 | Etna | 1685 | ACOE |  | CISN
1035 | CA(N) | Lake Isabella Dam | Right Crest (main) | 35.647 | -118.483 | Etna | 1690 | ACOE |  | CISN
1035 | CA(N) | Lake Isabella Dam | Tower (aux); 6-ch array; upper & lower | 35.643 | -118.469 | K2 | 1265 | ACOE |  | CISN
1035 | CA(N) | Lake Isabella Dam | Tower (main); 6-ch array; upper & lower | 35.646 | -118.480 | K2 | 1264 | ACOE |  | CISN
1035 | CA(N) | Lake Isabella Dam | Tower Top (auxiliary) | 35.643 | -118.469 | Alarm | 1761 | ACOE |  | CISN
1041 | CA(N) | Maricopa Array | Station 1; ground level | 35.997 | -119.486 | SMA1 | 5610 | USGS |  | CISN
1042 | CA(N) | Maricopa Array | Station 2; ground level | 35.04 | -119.429 | SMA1 | 1734 | USGS |  | CISN
1043 | CA(N) | Maricopa Array | Station 3; ground level | 35.078 | -119.401 | SMA1 | 2689 | USGS |  | CISN
1044 | CA(N) | Maricopa Array | Station 4; ground level | 35.131 | -119.368 | SMA1 | 4780 | USGS |  | CISN
1047 | CA(N) | New Hogan Dam | Center Crest | 38.1499 | -120.8139 | Etna | 2106 | ACOE |  | CISN
1047 | CA(N) | New Hogan Dam | Downstream | 38.1506 | -120.8169 | Etna | 2107 | ACOE |  | CISN
1047 | CA(N) | New Hogan Dam | Lower Gallery Control Chamber | 38.1499 | -120.8136 | Etna | 2108 | ACOE |  | CISN
1047 | CA(N) | New Hogan Dam | Project Office | 38.1546 | -120.8146 | Alarm | 2626 | ACOE |  | CISN
1047 | CA(N) | New Hogan Dam | Right Abutment | 38.1536 | -120.8143 | Etna | 2105 | ACOE |  | CISN
1047 | CA(N) | New Hogan Dam | Toe | 38.15 | -120.82 | Alarm | 2627 | ACOE |  | CISN
1054 | CA(N) | Pine Flat Dam | Right Abutment, East | 36.833 | -119.327 | Etna | 2100 | ACOE |  | CISN
1054 | CA(N) | Pine Flat Dam | Right Abutment, West | 36.832 | -119.331 | Etna | 2099 | ACOE |  | CISN
1054 | CA(N) | Pine Flat Dam | Tower; 6-ch array; upper and lower galleys | 36.832 | -119.326 | K2 | 1376 | ACOE |  | CISN
1083 | CA(N) | San Luis Obispo; Recreation Center | Santa Rosa St; basement | 35.285 | -120.661 | Etna | 1429 | USGS | DU | CISN
1098 | CA(N) | Terminus Dam | Auxiliary Crest | 36.405 | -119.002 | Etna | 1725 | ACOE |  | CISN
1098 | CA(N) | Terminus Dam | Auxiliary right abutment | 36.406 | -119.002 | Etna | 1722 | ACOE |  | CISN
1098 | CA(N) | Terminus Dam | Crest | 36.419 | -119.003 | Etna | 1724 | ACOE |  | CISN
1098 | CA(N) | Terminus Dam | Downstream | 36.418 | -119.007 | Etna | 1723 | ACOE |  | CISN
1098 | CA(N) | Terminus Dam | Right Abutment | 36.42 | -119.003 | Etna | 1720 | ACOE |  | CISN
1098 | CA(N) | Terminus Dam | Shop Area | 36.414 | -119.00 | Alarm | 2623 | ACOE |  | CISN
1098 | CA(N) | Terminus Dam | Slope | 36.418 | -119.004 | Etna | 1721 | ACOE |  | CISN
1098 | CA(N) | Terminus Dam | Tower Top | 36.414 | -119.003 | Alarm | 2622 | ACOE |  | CISN
1098 | CA(N) | Terminus Dam | Tower; 6-ch array; upper and lower | 36.414 | -119.003 | K2 | 1281 | ACOE |  | CISN
1103 | CA(N) | Berkeley; Great Western Savings | Shattuck Ave; structure array; 13-story | 37.87 | -122.2688 | MW | 190 | USGS | DU | CISN
1120 | CA(N) | Taft; Buena Vista Pumping Plant | 1st level; basement | 35.16 | -119.34 | SMA1 | 3668 | CDWR |  | CISN
1120 | CA(N) | Taft; Buena Vista Pumping Plant | 4th level; ground level | 35.16 | -119.34 | SMA1 | 3660 | CDWR |  | CISN
1120 | CA(N) | Taft; Buena Vista Pumping Plant | Ground Site; ground level | 35.16 | -119.34 | SMA1 | 3659 | CDWR |  | CISN
1133 | CA(N) | Martis Creek Dam | Center Crest (Mid Dam) | 39.3277 | -120.1151 | Etna | 2103 | ACOE |  | CISN
1133 | CA(N) | Martis Creek Dam | Control Chamber | 39.3279 | -120.12 | Alarm | 2628 | ACOE |  | CISN
1133 | CA(N) | Martis Creek Dam | Control Chamber | 39.3279 | -120.12 | Dialer | 20579 | ACOE |  | CISN
1133 | CA(N) | Martis Creek Dam | Downstream | 39.3281 | -120.1170 | Etna | 2102 | ACOE |  | CISN
1133 | CA(N) | Martis Creek Dam | Left Abutment | 39.3276 | -120.1203 | Etna | 2104 | ACOE |  | CISN
1133 | CA(N) | Martis Creek Dam | Left Crest | 39.3207 | -120.1175 | Alarm | 2629 | ACOE |  | CISN
1133 | CA(N) | Martis Creek Dam | Left Crest | 39.3207 | -120.1175 | Etna | 2123 | ACOE |  | CISN
1133 | CA(N) | Martis Creek Dam | Right Abutment | 39.3282 | -120.1136 | Etna | 2125 | ACOE |  | CISN
1133 | CA(N) | Martis Creek Dam | Right Crest | 39.3274 | -120.1148 | Etna | 2124 | ACOE |  | CISN
1133 | CA(N) | Martis Creek Dam | Toe | 39.3279 | -120.1155 | Etna | 2101 | ACOE |  | CISN
1216 | CA(N) | Warm Springs Dam | Control Tower | 38.7221 | -123.0112 | Alarm | 3021 | ACOE |  | CISN
1216 | CA(N) | Warm Springs Dam | Crest | 38.7171 | -123.0089 | Etna | 1695 | ACOE |  | CISN
1216 | CA(N) | Warm Springs Dam | Downstream | 38.716 | -122.9964 | Etna | 1694 | ACOE |  | CISN
1216 | CA(N) | Warm Springs Dam | Left Abutment | 38.7226 | -123.0080 | Etna | 2120 | ACOE |  | CISN
1216 | CA(N) | Warm Springs Dam | Lower Slope | 38.719 | -123.00 | PRA | 43 | ACOE |  | CISN
1216 | CA(N) | Warm Springs Dam | Project Office | 38.716 | -122.9974 | Alarm | 3020 | ACOE |  | CISN
1216 | CA(N) | Warm Springs Dam | Right Abutment | 38.7138 | -123.0089 | Etna | 2119 | ACOE |  | CISN
1216 | CA(N) | Warm Springs Dam | Right Abutment, Downstream | 38.7162 | -123.0022 | Etna | 2122 | ACOE |  | CISN
1216 | CA(N) | Warm Springs Dam | Spillway | 38.719 | -123.00 | PRA | 44 | ACOE |  | CISN
1216 | CA(N) | Warm Springs Dam | Toe | 38.719 | -123.0033 | Etna | 2121 | ACOE |  | CISN
1216 | CA(N) | Warm Springs Dam | Upper Slope | 38.719 | -123.00 | PAR | 762 | ACOE |  | CISN
1225 | CA(N) | San Francisco; VA Hospital | Clement St; 6-ch array; basement & 7th; 6-story | 37.783 | -122.504 | K2 | 2170 | VA | DU | CISN
1226 | CA(N) | Livermore; VA Hospital | Bldg 62; 7th level (roof); 6-story | 37.625 | -121.762 | K2 | 2169 | VA |  | CISN
1226 | CA(N) | Livermore; VA Hospital | Bldg 62; basement; 6-story | 37.625 | -121.762 | SMA1 | 602 | VA |  | CISN
1239 | CA(N) | San Francisco; Transamerica Tower | Montgomery St; G-3 level; Array 1; 49-story | 37.795 | -122.401 | K2 | 1038 | USGS | DU | CISN
1239 | CA(N) | San Francisco; Transamerica Tower | Montgomery St; G-3 level; Array 2; 49-story | 37.795 | -122.401 | K2 | 1074 | USGS | DU | CISN
1265 | CA(N) | Del Valle Dam | Crest | 37.615 | -121.746 | SMA1 | 444 | CDWR |  | CISN
1265 | CA(N) | Del Valle Dam | Toe | 37.617 | -121.747 | SMA1 | 451 | CDWR |  | CISN
1442 | CA(N) | Hidden Dam | Center Crest | 37.11 | -119.884 | Etna | 1732 | ACOE |  | CISN
1442 | CA(N) | Hidden Dam | Downstream | 37.109 | -119.887 | Etna | 1735 | ACOE |  | CISN
1442 | CA(N) | Hidden Dam | Left Abutment | 37.105 | -119.879 | Etna | 1733 | ACOE |  | CISN
1442 | CA(N) | Hidden Dam | Pump Shop | 37.112 | -119.89 | Alarm | 2625 | ACOE |  | CISN
1442 | CA(N) | Hidden Dam | Right Abutment | 37.115 | -119.893 | Etna | 1731 | ACOE |  | CISN
1442 | CA(N) | Hidden Dam | Right Crest | 37.113 | -119.889 | Etna | 1734 | ACOE |  | CISN
1442 | CA(N) | Hidden Dam | Tower; 6-ch array; upper and lower levels | 37.112 | -119.885 | K2 | 1283 | ACOE |  | CISN
1442 | CA(N) | Hidden Dam | Upper Tower | 37.112 | -119.885 | Alarm | 2624 | ACOE |  | CISN
1446 | CA(N) | San Francisco; Chevron Bldg; Structure Array 1 | Market St; 12-ch; 41-story | 37.79 | -122.40 | K2 | 2146 | USGS | DU | CISN
1446 | CA(N) | San Francisco; Chevron Bldg; Structure Array 2 | Market St; 12-ch; 41-story | 37.79 | -122.40 | K2 | 2143 | USGS | DU | CISN
1447 | CA(N) | Palo Alto; VA Hospital; 12-ch structure array | Miranda Ave; Bldg 5, 12-ch; 4-story | 37.387 | -122.130 | K2 | 2168 | VA | DU | CISN
1447 | CA(N) | Palo Alto; VA Hospital; Freefield | Miranda Ave; Bldg 5, T-hut; ground level | 37.387 | -122.13 | Etna | 4024 | VA |  | CISN
1450 | CA(N) | Buchanan Dam | Center Crest | 37.217 | -119.985 | Etna | 1728 | ACOE |  | CISN
1450 | CA(N) | Buchanan Dam | Downstream | 37.215 | -119.988 | Etna | 1730 | ACOE |  | CISN
1450 | CA(N) | Buchanan Dam | Left Abutment | 37.215 | -119.984 | Etna | 1726 | ACOE |  | CISN
1450 | CA(N) | Buchanan Dam | Left Crest | 37.216 | -119.984 | Etna | 1729 | ACOE |  | CISN
1450 | CA(N) | Buchanan Dam | Office | 37.217 | -119.98 | Alarm | 23554 | ACOE |  | CISN
1450 | CA(N) | Buchanan Dam | Right Abutment | 37.219 | -119.987 | Etna | 1727 | ACOE |  | CISN
1450 | CA(N) | Buchanan Dam | Tower; 6-ch array; upper and lower levels | 37.217 | -119.983 | K2 | 1282 | ACOE |  | CISN
1450 | CA(N) | Buchanan Dam | Upper Tower | 37.217 | -119.983 | Alarm | 23552 | ACOE |  | CISN
1474 | CA(N) | Bear Valley; Callens Ranch | Array 5; ground level | 36.673 | -121.195 | SMA1 | 1481 | USGS |  | CISN
1479 | CA(N) | Bear Valley; Webb Residence | Array 10; ground level | 36.532 | -121.143 | SMA1 | 1498 | USGS |  | CISN
1481 | CA(N) | Bear Valley; Williams Ranch | Array 12; ground level | 36.658 | -121.249 | SMA1 | 1490 | USGS |  | CISN
1484 | CA(N) | Lake Success Dam | Downstream | 36.059 | -118.923 | Etna | 1719 | ACOE |  | CISN
1484 | CA(N) | Lake Success Dam | Left Abutment | 36.059 | -118.914 | Etna | 1717 | ACOE |  | CISN
1484 | CA(N) | Lake Success Dam | Left Crest | 36.061 | -118.916 | Etna | 1716 | ACOE |  | CISN
1484 | CA(N) | Lake Success Dam | Mid-Slope | 36.061 | -118.920 | Etna | 1718 | ACOE |  | CISN
1484 | CA(N) | Lake Success Dam | Project Office | 36.062 | -118.92 | Alarm | 2620 | ACOE |  | CISN
1484 | CA(N) | Lake Success Dam | Right Abutment | 36.062 | -118.924 | Etna | 1714 | ACOE |  | CISN
1484 | CA(N) | Lake Success Dam | Right Crest | 36.061 | -118.920 | Etna | 1715 | ACOE |  | CISN
1484 | CA(N) | Lake Success Dam | Tower Top | 36.062 | -118.923 | Alarm | 2621 | ACOE |  | CISN
1484 | CA(N) | Lake Success Dam | Tower; 6-ch array; upper & lower | 36.062 | -118.923 | K2 | 1280 | ACOE |  | CISN
1505 | CA(N) | Grizzly Valley Dam | Left Abutment | 39.885 | -120.475 | SMA1 | 2444 | CDWR |  | CISN
1571 | CA(N) | San Jose; Interchange 101/280/680 | Freeway 280; bridge array; 12-ch | 37.3394 | -121.8521 | K2 | 1354 | USGS |  | CISN
1571 | CA(N) | San Jose; Interchange 101/280/680 | Freeway 280; downhole array; 12-ch | 37.3413 | -121.8514 | K2 | 1073 | USGS |  | CISN
1575 | CA(N) | Hollister; City Hall Annex | Fifth St; basement | 36.851 | -121.402 | Etna | 1404 | USGS | DU | CISN
1576 | CA(N) | Long Valley; Fire Station | Crowley Lake Dr; ground level | 37.5696 | -118.7528 | Etna | 1440 | USGS | DU | CISN
1580 | CA(N) | Arcata; Humboldt State University | Fish Hatchery; ground level | 40.874 | -124.075 | Etna | 2023 | USGS | DU | CISN
1581 | CA(N) | Eureka; South Bay School | Highway 101; ground level | 40.735 | -124.207 | Etna | 2021 | USGS | DU | CISN
1582 | CA(N) | Eureka; College of the Redwoods | Physical Science Bldg; ground level | 40.699 | -124.200 | Etna | 2020 | USGS |  | CISN
1584 | CA(N) | Ferndale; Bunker Hill, FAA Transmitter | Boeing Ave; ground level | 40.498 | -124.295 | Etna | 2003 | USGS |  | CISN
1586 | CA(N) | Loleta; Fire Station | Park St; ground level | 40.644 | -124.221 | Etna | 1993 | USGS |  | CISN
1587 | CA(N) | Mt. Barcroft; McAfee Meadow | White Mt. Rd; ground level | 37.583 | -118.236 | SMA1 | 3927 | USGS |  | CISN
1588 | CA(N) | White Mtns; Deep Springs College | Highway 168; ground level | 37.373 | -117.979 | Etna | 2000 | USGS |  | CISN
1589 | CA(N) | Bishop; UCLA Research Station | East Line St; ground level | 37.361 | -118.328 | Etna | 2007 | USGS |  | CISN
1652 | CA(N) | Anderson Dam; structure array | Crest (2), mid dam (2) | 37.166 | -121.63 | K2 | 1357 | USGS |  | CISN
1661 | CA(N) | Mammoth Lakes; McGee Creek | Downhole Array | 37.55 | -118.811 | CRA1 | 251 | USGS |  | CISN
1661 | CA(N) | Mammoth Lakes; McGee Creek | Recorder Bldg | 37.55 | -118.811 | SMA1 | 930 | USGS |  | CISN
1662 | CA(N) | Emeryville; Pacific Park Plaza; Freefield | Christie Ave; ground level and downhole | 37.84 | -122.30 | K2 | 733 | USGS |  | CISN
1662 | CA(N) | Emeryville; Pacific Park Plaza; Structure Array 1 | Christie Ave; 12-ch; 30-story | 37.84 | -122.297 | K2 | 2141 | USGS | DU | CISN
1662 | CA(N) | Emeryville; Pacific Park Plaza; Structure Array 2 | Christie Ave; 12-ch; 30-story (with FF) | 37.84 | -122.297 | K2 | 615 | USGS | DU | CISN
1675 | CA(N) | San Francisco; Fire Station No. 17, Hunters Point | Shafter Ave; ground level | 37.728 | -122.385 | K2 | 441 | USGS | DU | CISN
1676 | CA(N) | San Francisco; Fire Station No. 41; Russian Hill | Leavenworth St; basement | 37.791 | -122.415 | K2 | 600 | USGS | DU | CISN
1678 | CA(N) | San Francisco; Golden Gate Bridge | Toll Plaza; basement; 2-story | 37.808 | -122.476 | K2 | 439 | USGS | DU | CISN
1679 | CA(N) | Chalfant Valley; Fire Station | Valley Rd; ground level | 37.528 | -118.368 | Etna | 1991 | USGS |  | CISN
1680 | CA(N) | Hammil Valley; Cinnamon Ranch | Highway 6; ground level | 37.682 | -118.390 | Etna | 2004 | USGS |  | CISN
1682 | CA(N) | South Hammil Valley; White Mtn Ranch | Highway 6; ground level | 37.6181 | -118.3838 | Etna | 1994 | USGS |  | CISN
1684 | CA(N) | Sunol; Ohlone Wilderness Reg Park | Geary Rd; ground level | 37.515 | -121.830 | Etna | 1403 | USGS | DU | CISN
1688 | CA(N) | Sunol; Forest-Fire Station | Pleasanton-Sunol Rd; ground level | 37.5965 | -121.8811 | K2 | 431 | USGS | DU | CISN
1689 | CA(N) | Dublin; Fire Station | Donahue Dr; ground level | 37.709 | -121.932 | Etna | 4339 | USGS | DU | CISN
1690 | CA(N) | Danville; Fire Station | San Ramon Valley Blvd; ground level | 37.8095 | -121.9929 | Etna | 3991 | USGS | DU | CISN
1691 | CA(N) | Pleasant Hill; Fire Station No. 2 | Geary Rd; ground level | 37.927 | -122.078 | Etna | 1398 | USGS | DU | CISN
1692 | CA(N) | Englebright Dam | Downstream | 39.2379 | -121.2720 | Etna | 1512 | ACOE |  | CISN
1692 | CA(N) | Englebright Dam | Left Abutment | 39.2387 | -121.2683 | Etna | 1510 | ACOE |  | CISN
1692 | CA(N) | Englebright Dam | Office | 39.2397 | -121.2673 | Alarm | 23551 | ACOE |  | CISN
1692 | CA(N) | Englebright Dam | Right Abutment | 39.2398 | -121.2711 | Etna | 1511 | ACOE |  | CISN
1695 | CA(N) | Sunnyvale; Salsman Residence | Colton Ave; ground level | 37.402 | -122.025 | Etna | 1427 | USGS | DU | CISN
1696 | CA(N) | Cherry Flat Reservoir | Abutment; ground level | 37.396 | -121.756 | SMA1 | 600 | USGS |  | CISN
1697 | CA(N) | Los Gatos; Los Altos Rod & Gun Club | Skyline Blvd; ground level | 37.239 | -122.106 | K2 | 729 | USGS | DU | CISN
1720 | CA(N) | Cupertino; Sunnyvale Rod & Gun Club | Stevens Canyon Rd; ground level | 37.299 | -122.085 | Etna | 1401 | USGS | DU | CISN
1721 | CA(N) | San Francisco; Marina Bldg | Jefferson St; 12-ch array; 4-story | 37.805 | -122.442 | K2 | 1037 | USGS | DU | CISN
1722 | CA(N) | Richmond; Rod and Gun Club | Goodrich Ave; ground level | 37.978 | -122.366 | Etna | 2019 | USGS | DU | CISN
1725 | CA(N) | Ferndale; Centerville Bed & Breakfast | Centerville Rd; ground level | 40.544 | -124.354 | Etna | 2039 | USGS |  | CISN
1734 | CA(N) | La Honda; Weeks Creek Slide | Abutment site; ground level | 37.353 | -122.2625 | SSA1 | 844 | USGS |  | CISN
1734 | CA(N) | La Honda; Weeks Creek Slide | Garage freefield; ground level | 37.3542 | -122.2595 | Etna | 2031 | USGS |  | CISN
1734 | CA(N) | La Honda; Weeks Creek Slide | Landslide array; ground level | 37.3526 | -122.2628 | K2 | 735 | USGS |  | CISN
1735 | CA(N) | San Francisco; US Court of Appeals; Bldg Array 1 | Seventh St; 18-ch; 4-story | 37.779 | -122.411 | MW | 168 | GSA | DU | CISN
1735 | CA(N) | San Francisco; US Court of Appeals; Bldg Array 2 | Seventh St; 18-ch; 4-story | 37.779 | -122.411 | MW | 169 | GSA | DU | CISN
1735 | CA(N) | San Francisco; US Court of Appeals; Freefield | Seventh St; ground level | 37.779 | -122.411 | Etna | 1103 | GSA |  | CISN
1737 | CA(N) | El Cerrito; Mira Vista Country Club | Arlington Blvd; ground level | 37.9338 | -122.2995 | K2 | 2131 | USGS | DU | CISN
1739 | CA(N) | Union City; Masonic Home | Mission Blvd; ground level | 37.6 | -122.006 | K2 | 724 | USGS | DU | CISN
1741 | CA(N) | San Francisco; Marina School | Divisadero St; basement; 2-story | 37.8037 | -122.4437 | K2 | 433 | USGS | DU | CISN
1742 | CA(N) | San Jose; Weather Station | Mission @ San Pedro Sts; ground level | 37.35 | -121.904 | K2 | 440 | USGS | DU | CISN
1743 | CA(N) | Petaluma; Fire Station No. 2 | McDowell @ Corona Sts; ground level | 38.267 | -122.658 | K2 | 1998 | USGS | DU | CISN
1744 | CA(N) | Healdsburg; Fire Station | Healdsburg Ave; ground level | 38.6162 | -122.8723 | Etna | 2587 | USGS | DU | CISN
1745 | CA(N) | Menlo Park; McKelvey, Bldg 15 | Middlefield Rd; 12-ch array; 3-story | 37.457 | -122.169 | K2 | 614 | GSA | RT | CISN
1746 | CA(N) | Fortuna; Fire Station | South Fortuna Blvd; ground level | 40.589 | -124.128 | Etna | 2011 | USGS |  | CISN
1747 | CA(N) | Coalinga; Fire Station | West Elm Ave; ground level | 36.137 | -120.363 | Etna | 1406 | USGS | DU | CISN
1748 | CA(N) | Fresno; USGS/NSMP Office | Air-Fresno Dr; ground level | 36.774 | -119.728 | K2 | 434 | USGS |  | CISN
1749 | CA(N) | Richmond; Point Molate | Western Dr; ground level | 37.95 | -122.417 | Etna | 2014 | USGS |  | CISN
1750 | CA(N) | Fremont; Coyote Hills Park Visitor Ctr | Patterson Ranch Rd; ground level | 37.553 | -122.091 | Etna | 2017 | USGS | DU | CISN
1751 | CA(N) | Novato; Fire Station No. 4 | Enfrente Dr; ground level | 38.067 | -122.537 | K2 | 601 | USGS | DU | CISN
1752 | CA(N) | Woodside; Filoli Visitor Center | Canada Rd; ground level | 37.468 | -122.308 | Etna | 2015 | USGS | DU | CISN
1753 | CA(N) | Foster City; Bowditch School | Tarpon St; ground level | 37.5596 | -122.249 | K2 | 430 | USGS | DU | CISN
1754 | CA(N) | Hayward; Fire Station No. 1 | Main St; ground level | 37.672 | -122.081 | K2 | 432 | USGS | DU | CISN
1755 | CA(N) | Alameda; Fire Station No. 1 | Park St; ground level | 37.763 | -122.244 | K2 | 598 | USGS | DU | CISN
1756 | CA(N) | Oakland Airport; Alameda Fire Station No. 4 | Mecartney Rd; ground level | 37.738 | -122.253 | K2 | 609 | USGS | DU | CISN
1757 | CA(N) | Fremont; Mission San Jose; AC Water Dist | Mission Blvd; ground level | 37.5432 | -121.9254 | Etna | 2033 | USGS |  | CISN
1758 | CA(N) | Morgan Hill; El Toro Fire Station | Old Monterey Rd; ground level | 37.141 | -121.663 | Etna | 2034 | USGS | DU | CISN
1759 | CA(N) | Vallejo; Fire Station | Marin St; ground level | 38.1077 | -122.2562 | Etna | 3964 | USGS | DU | CISN
1760 | CA(N) | Benicia; Fire Station No. 1 | Military West; ground level | 38.054 | -122.157 | Etna | 2035 | USGS | DU | CISN
1762 | CA(N) | Novato; Fire Station No. 1 | Redwood Blvd; ground level | 38.097 | -122.565 | K2 | 1441 | USGS |  | CISN
1764 | CA(N) | St. Helena; Fire Station No. 17 | Main St; ground level | 38.5068 | -122.471 | Etna | 2032 | USGS | DU | CISN
1765 | CA(N) | Napa; Fire Station No. 3 | Trower Rd; ground level | 38.33 | -122.318 | Etna | 2016 | USGS | DU | CISN
1767 | CA(N) | Santa Rosa; Fire Station No. 1 | Sonoma Ave; ground level | 38.441 | -122.701 | K2 | 1438 | USGS | RT | CISN
1768 | CA(N) | Petaluma; Fire Station No. 1 | D St; ground level | 38.233 | -122.636 | K2 | 1439 | USGS | RT | CISN
1769 | CA(N) | Fairfield; Travis AFB | W St; Bldg 912; ground level | 38.2554 | -121.9571 | K2 | 1449 | USGS | DU | CISN
1770 | CA(N) | San Francisco; Fire Station No. 07, Mission | Folsom Ave; ground level | 37.76 | -122.415 | RTK130 | 905D | USGS | RT | CISN
1771 | CA(N) | San Francisco; Fire Station No. 08, China Basin | Bluxome St; ground level | 37.778 | -122.397 | RTK130 | 906E | USGS | RT | CISN
1772 | CA(N) | San Francisco; Fire Station No. 18, Sunset | 32nd Ave; ground level | 37.751 | -122.491 | RTK130 | 906D | USGS | RT | CISN
1773 | CA(N) | San Francisco; Fire Station No. 22, GG Park | 16th Ave; ground level | 37.764 | -122.474 | RTK130 | 906F | USGS | RT | CISN
1774 | CA(N) | San Francisco; Fire Station No. 23, Ocean Beach | 45th Ave; ground level | 37.762 | -122.505 | RTK130 | 9074 | USGS | RT | CISN
1775 | CA(N) | Mountain View; Fire Station No. 3 | North Rengstorff Ave; ground level | 37.407 | -122.095 | RTK130 | 906A | USGS | RT | CISN
1776 | CA(N) | Redwood City; Fire Station No. 10 | Jefferson Ave; ground level | 37.475 | -122.24 | RTK130 | 9068 | USGS | RT | CISN
1777 | CA(N) | San Mateo; Fire Station No. 23, Hillsdale | West 27th Ave; ground level | 37.543 | -122.304 | K2 | 1435 | USGS | RT | CISN
1778 | CA(N) | San Jose; Fire Station No. 14, West | San Tomas Aquino Rd; ground level | 37.303 | -121.980 | K2 | 1443 | USGS | RT | CISN
1779 | CA(N) | San Jose; Fire Station No. 13, South | Pearl Ave; ground level | 37.267 | -121.866 | K2 | 1495 | USGS | RT | CISN
1780 | CA(N) | San Jose; Fire Station No. 09, Southwest | Ross Ave; ground level | 37.263 | -121.916 | K2 | 1442 | USGS | RT | CISN
1781 | CA(N) | San Jose; Fire Station No. 06, Central | Cherry Ave; ground level | 37.301 | -121.904 | K2 | 1496 | USGS | RT | CISN
1782 | CA(N) | San Jose; Fire Station No. 10, Northwest | South Monroe St; ground level | 37.318 | -121.944 | RTK130 | 9649 | USGS | RT | CISN
1783 | CA(N) | San Jose; Fire Station No. 26, East | Tully Rd; ground level | 37.307 | -121.849 | K2 | 1431 | USGS | RT | CISN
1784 | CA(N) | Menlo Park; Bldg 11; NSMP Shop | Middlefield Rd; ground level | 37.456 | -122.173 | K2 | 721 | USGS |  | CISN
1786 | CA(N) | Livermore; Fire Station No. 06 | East Ave; ground level | 37.6804 | -121.7394 | K2 | 1434 | USGS | RT | CISN
1787 | CA(N) | Palo Alto; Fire Station No. 7 (SLAC) | Sand Hill Rd; ground level | 37.418 | -122.206 | K2 | 435 | USGS | DU | CISN
1788 | CA(N) | Milpitas; Fire Station No. 4 | Barber Lane; ground level | 37.417 | -121.9154 | K2 | 1763 | USGS | RT | CISN
1789 | CA(N) | Santa Clara; Mission College | Mission College Blvd; ground level | 37.3924 | -121.9846 | K2 | 1778 | USGS |  | CISN
1790 | CA(N) | Burlingame; Fire Station No. 36 | Rollins Rd; ground level | 37.591 | -122.3673 | RTK130 | 9070 | USGS | RT | CISN
1791 | CA(N) | Sunnyvale; Las Palmas Park | Russet Dr; ground level | 37.3649 | -122.0389 | K2 | 1776 | USGS |  | CISN
1792 | CA(N) | San Francisco; Fire Station No. 40 | 18th Ave; ground level | 37.7477 | -122.4752 | RTK130 | 9077 | USGS | RT | CISN
1793 | CA(N) | San Jose; Mt Pleasant High School | South White Rd; ground level | 37.3469 | -121.8078 | K2 | 1766 | USGS | RT | CISN
1794 | CA(N) | Sunnyvale; Casa De Amigos Mobile Home Park | Tasman Dr; ground level | 37.4073 | -122.0001 | K2 | 1771 | USGS | RT | CISN
1795 | CA(N) | San Francisco; Fire Station No. 25, Bayview | Third St; ground level | 37.7467 | -122.3868 | RTK130 | 906C | USGS | RT | CISN
1796 | CA(N) | Mountain View; Fire Station No. 4 | N. Whisman; ground level | 37.3942 | -122.0603 | RTK130 | 9055 | USGS | RT | CISN
1797 | CA(N) | Hollister; Airport, Bldg 3 | Skylane Dr; ground level | 36.891 | -121.404 | K2 | 1854 | USGS | DU | CISN
1798 | CA(N) | San Jose; Painter School | Rough and Ready Rd; ground level | 37.376 | -121.8437 | K2 | 1775 | USGS | RT | CISN
1799 | CA(N) | Campbell; Westmont High School | Westmont Ave; ground level | 37.2712 | -121.9863 | K2 | 1765 | USGS | RT | CISN
1800 | CA(N) | San Francisco; New Main Library | Larkin St; 12-ch; 5-story | 37.7791 | -122.4158 | K2 | 1033 | USGS |  | CISN
1801 | CA(N) | Half Moon Bay; Fire Station No. 40 | Main St; ground level | 37.4508 | -122.429 | K2 | 1761 | USGS | RT | CISN
1802 | CA(N) | Union City; Fire Station No. 2 | Alvarado Blvd; ground level | 37.593 | -122.0749 | K2 | 1777 | USGS | RT | CISN
1803 | CA(N) | Livermore; Fire Station No. 08 | Scenic Ave; ground level | 37.7173 | -121.7252 | K2 | 1774 | USGS | RT | CISN
1804 | CA(N) | Daly City; Fire Station No. 3 | Edgemont Dr; ground level | 37.6798 | -122.484 | K2 | 1770 | USGS | RT | CISN
1805 | CA(N) | Alameda; Fire Station No. 5 | W. Ranger St; ground level | 37.7843 | -122.3008 | K2 | 1762 | USGS |  | CISN
1806 | CA(N) | Mill Valley; Municipal Golf Course | Buena Vista Ave; ground level | 37.9114 | -122.5358 | K2 | 1769 | USGS | RT | CISN
1807 | CA(N) | Albany; Fire Station No. 1 | San Pablo Dr; ground level | 37.8876 | -122.2992 | K2 | 1764 | USGS | RT | CISN
1808 | CA(N) | Independence; Eastern Calif. Museum | Highway 395; ground level | 36.802 | -118.2041 | Etna | 2612 | USGS | DU | CISN
1809 | CA(N) | Haiwee Reservoir; Pumping Plant | Highway 395; ground level | 36.1096 | -117.9565 | Etna | 2610 | USGS |  | CISN
1810 | CA(N) | San Francisco; Paul Revere School; Bernal Heights | Tompkins Ave; ground level | 37.7374 | -122.4135 | K2 | 1760 | USGS |  | CISN
1811 | CA(N) | Palo Alto; Channing House; Structure Array 1 | Webster St; 12-ch; 10-story | 37.4458 | -122.1548 | K2 | 1788 | USGS | DU | CISN
1811 | CA(N) | Palo Alto; Channing House; Structure Array 2 | Webster St; 12-ch; 10-story | 37.4458 | -122.1548 | K2 | 1791 | USGS | DU | CISN
1811 | CA(N) | Palo Alto; Channing House; Structure Array 3 | Webster St; 12-ch; 10-story | 37.4458 | -122.1548 | K2 | 1789 | USGS | DU | CISN
1812 | CA(N) | Berkeley; City Hall | Milvia St; structure array 1; ?-story; 12-ch | 37.8693 | -122.2711 | K2 | 1790 | USGS |  | CISN
1812 | CA(N) | Berkeley; City Hall | Milvia St; structure array 2; ?-story; 12-ch | 37.8693 | -122.2711 | K2 | 1792 | USGS |  | CISN
1813 | CA(N) | Rodeo; Fire Station No. 75 | Third St; ground level | 38.0344 | -122.2702 | K2 | 1779 | USGS | RT | CISN
1814 | CA(N) | Larkspur; Ferry Terminal, East Ground Site | Sir Francis Drake Blvd; ground level | 37.945 | -122.509 | K2 | 719 | USGS |  | CISN
1815 | CA(N) | San Carlos; South Co Fire Station No. 16 | Alameda de las Pulgas; ground level | 37.4891 | -122.2637 | K2 | 2002 | USGS | DU | CISN
1816 | CA(N) | San Francisco; Fire Station No. 09 |  | 37.7448 | -122.4013 | RTK130 | 907A | USGS | RT | CISN
1817 | CA(N) | San Francisco; Fire Station No. 14 |  | 37.7793 | -122.486 | RTK130 | 907E | USGS | RT | CISN
1818 | CA(N) | San Francisco; Fire Station No. 43 |  | 37.7163 | -122.4312 | RTK130 | 907F | USGS | RT | CISN
1819 | CA(N) | Oakland; Fire Station No. 03 |  | 37.8108 | -122.2925 | RTK130 | 9072 | USGS | RT | CISN
1820 | CA(N) | Oakland; Fire Station No. 05 |  | 37.8251 | -122.2761 | RTK130 | 9067 | USGS | RT | CISN
1821 | CA(N) | Oakland; Fire Station No. 12 |  | 37.7986 | -122.2684 | RTK130 | 9071 | USGS | RT | CISN
1822 | CA(N) | Richmond; Point Isabel; WWT Facility | Isabel St; ground level | 37.8966 | -122.322 | K2 | 1958 | USGS | DU | CISN
1823 | CA(N) | Martinez; VA Medical Clinic | Muir Rd; ground level | 37.9945 | -122.1147 | K2 | 1960 | USGS | DU | CISN
1824 | CA(N) | San Francisco; City College | Phelan St; | 37.7242 | -122.4484 | K2 | 1436 | USGS | RT | CISN
1825 | CA(N) | San Jose; Laneview School |  | 37.4139 | -121.8709 | RTK130 | 907D | USGS | RT | CISN
1826 | CA(N) | Pleasanton; Lydiksen School |  | 37.6806 | -121.921 | RTK130 | 926E | USGS | RT | CISN
1827 | CA(N) | Berkeley; Fire Station No. 01 |  | 37.8606 | -122.2933 | RTK130 | 9076 | USGS | RT | CISN
1828 | CA(N) | Berkeley; Fire Station No. 03 |  | 37.8583 | -122.2525 | RTK130 | 9075 | USGS | RT | CISN
1829 | CA(N) | Sonoma; New Fire Station No. 01 | 2nd St West; ground level | 38.2902 | -122.4618 | K2 | 1448 | USGS | RT | CISN
1830 | CA(N) | Mt View; Fire Station No. 02 |  | 37.3742 | -122.0781 | RTK130 | 9069 | USGS | RT | CISN
1831 | CA(N) | Sunnyvale; Braly School |  | 37.3641 | -122.0182 | RTK130 | 9080 | USGS | RT | CISN
1833 | CA(N) | San Francisco; Moscone West | Howard St; Array 1; 3-story | 37.7831 | -122.4039 | K2 | 2082 | USGS | DU | CISN
1833 | CA(N) | San Francisco; Moscone West | Howard St; Array 2; 3-story | 37.7831 | -122.4039 | K2 | 2081 | USGS | DU | CISN
1834 | CA(N) | Mt View; Fire Station No. 05 |  | 37.4255 | -122.0782 | RTK130 | 907B | USGS | RT | CISN
1835 | CA(N) | Santa Rosa; Fire Station No. 07 |  | 38.4421 | -122.6068 | RTK130 | 905D | USGS | RT | CISN
1836 | CA(N) | San Leandro; Alameda Co Fire Station No. 11 | ; ground level | 37.6917 | -122.1698 | RTK130 | 905C | USGS | RT | CISN
1837 | CA(N) | San Jose; Fire Station No. 27 |  | 37.2329 | -121.7719 | RTK130 | 926D | USGS | RT | CISN
1838 | CA(N) | San Jose; CHP Field Office |  | 37.3833 | -121.9109 | RTK130 | 907C | USGS | RT | CISN
1839 | CA(N) | Campbell; Fire Station No. 11 |  | 37.2854 | -121.9366 | RTK130 | 9071 | USGS | RT | CISN
1840 | CA(N) | Fresno; VA Hospital | E. Clinton Ave; Bldg 11, rm 13, ground level | 36.773 | -119.781 | Etna | 4022 | VA | DU | CISN
1841 | CA(N) | Santa Clara; Fire Station No. 05 |  | 37.3583 | -121.9778 | RTK130 | 926F | USGS | RT | CISN
1842 | CA(N) | Livermore; Fire Station No. 07 | Rincon St; ground level | 37 | -121 | RTK130 | 906b | USGS | RT | CISN
1843 | CA(N) | San Leandro; Fire Station No. 09 | Estudill Ave; ground level | 37.7269 | -122.1509 | RTK130 | 9073 | USGS | RT | CISN
1844 | CA(N) | Walnut Creek; Contra Costa Fire Station No. 04 | Hawthorne Dr; ground level | 37.8852 | -122.0322 | RTK130 | 9271 | USGS | RT | CISN
1845 | CA(N) | Calistoga; City Fire Dept |  | 38.578 | -122.5784 | RTK130 | 927C | USGS | RT | CISN
1846 | CA(N) | Clayton; Contra Costa Fire Station No. 11 |  | 37.9421 | -121.9305 | RTK130 | 927B | USGS | RT | CISN
1847 | CA(N) | Martinez; Contra Costa Fire Station No. 14 |  | 38.013 | -122.1342 | RTK130 | 905A | USGS | RT | CISN
1848 | CA(N) | Glen Ellen; Fire Station |  | 38.3674 | -122.524 |  |  | USGS | RT | CISN
1849 | CA(N) | Menlo Park; VA Hospital | Willow Rd; Bldg 332, ground; 1-story | 37.4673 | -122.1614 | Etna | 4027 | VA | DU | CISN
1850 | CA(N) | Fresno; Federal Courthouse | Tulare & O Sts; bldg array 1; 9-story; 12-ch | 36.7317 | -119.7834 | K2 | 2201 | GSA |  | CISN
1850 | CA(N) | Fresno; Federal Courthouse | Tulare & O Sts; bldg array 2; 9-story; 12-ch | 36.7317 | -119.7834 | K2 | 2202 | GSA |  | CISN
1850 | CA(N) | Fresno; Federal Courthouse | Tulare & O Sts; bldg array 3; 9-story; 6-ch | 36.7317 | -119.7834 | K2 | 727 | USGS |  | CISN
1851 | CA(N) | Palo Alto; Stanford University; SLAC Bldg 750 | Sand Hill Rd; basement | 37.42 | -122.21 | SMA1 | 4698 | USGS |  | CISN
1852 | CA(N) | Palo Alto; Stanford University; SLAC freefield | Sand Hill Rd; T-hut, ground level | 37.4173 | -122.1952 | Etna | 1144 | USGS |  | CISN
1853 | CA(N) | Palo Alto; Addison School | Addison Ave; ground level | 37.4462 | -122.1507 | Etna | 3995 | USGS |  | CISN
1854 | CA(N) | Oakland; Fire Station No. 29 | 66th St; ground level | 37.759 | -122.1976 | K2 | 2190 | USGS |  | CISN
1855 | CA(N) | Oakland; Fire Station No. 23 | Foothill Blvd; ground level | 37.7696 | -122.1733 | K2 | 2194 | USGS |  | CISN
1856 | CA(N) | Oakland; Fire Station No. 16 | 13th St; ground level | 37.8028 | -122.2303 | K2 | 2398 | USGS |  | CISN
1857 | CA(N) | Oakland; Fire Station No. 13 | Derby Ave; ground level | 37.7777 | -122.2284 | K2 | 2191 | USGS |  | CISN
1858 | CA(N) | Oakland; Fire Station No. 27 | Pardee Dr; ground level | 37.7298 | -122.2014 | K2 | 1952 | USGS |  | CISN
1859 | CA(N) | Oakland; Fire Station No. 20 | 98th Ave; ground level | 37.7448 | -122.1705 | K2 | 2409 | USGS |  | CISN
1860 | CA(N) | Oakland; Fire Station No. 17 | High St; ground level | 37.7857 | -122.1971 | K2 | 2200 | USGS |  | CISN
1861 | CA(N) | Oakland; FD Fire Training Center | Victory Ct; office bldg; ground level | 37.7922 | -122.2637 | K2 | 2403 | USGS |  | CISN
1862 | CA(N) | Sunnyvale; Rod & Gun, New Site | 2-story wood frame; ground level | 37.2995 | -122.0895 | Etna | 2019 | USGS | DU | CISN
1863 | CA(N) | Pleasanton; Headquarters Fire Station No. 1 | Nevada St; ground level | 37.6667 | -121.8571 | RTK130 | 91A9 | USGS | RT | CISN
2001 | NV | Hawthorne; Ammunition Depot | Administration Bldg; basement | 38.545 | -118.655 | Etna | 1992 | USGS | DU | IW
2006 | NV | Reno; University of Nevada | Laxalt Bldg, Seis Lab; basement | 39.54 | -119.810 | Etna | 1410 | USGS | RT | IW
2008 | NV | Reno; VA Hospital | Locust St; Main bldg energy plant, basement; 6-story | 39.5163 | -119.799 | Etna | 4013 | VA | DU | IW
2010 | NV | Mina; Black Butte Mine Shaft | Highway 95; ground level | 38.434 | -118.156 | Etna | 1998 | USGS |  | IW
2012 | NV | Fallon; City Hall | West Williams St; basement | 39.474 | -118.778 | Etna | 1407 | USGS | DU | IW
2013 | NV | Winnemucca; Old National Bank Bldg | Bridge St; basement | 40.9725 | -117.7336 | Etna | 1432 | USGS | DU | IW
2015 | NV | Stillwater; Wildlife Refuge Maintenance Yard | Stillwater Rd; ground level | 39.518 | -118.511 | Etna | 2001 | USGS |  | IW
2016 | NV | Gabbs; Fire Station | Brucite at Third St; ground level | 38.861 | -117.931 | Etna | 1997 | USGS | DU | IW
2018 | NV | Silver Springs; Fire Station | Lahontan St; ground level | 39.413 | -119.225 | Etna | 1996 | USGS | DU | IW
2019 | NV | Carson City; Nevada Community College | West Nye Lane; ground level | 39.185 | -119.790 | Etna | 1409 | USGS | DU | IW
2020 | NV | Yerington; Mason Valley Wildlife Area | Maple Dr; ground level | 39.077 | -119.119 | Etna | 2002 | USGS | DU | IW
2021 | NV | Montgomery Pass; Highway Maintenance Yard | Highway 6; ground level | 37.977 | -118.319 | Etna | 1999 | USGS |  | IW
2023 | NV | Reno; Sierra Pacific Power Co. | Neil Rd Security Kiosk; ground level | 39.466 | -119.773 | Etna | 1399 | USGS | DU | IW
2024 | NV | Goldfield; Esmeralda County Courthouse | Crook St; ground level | 37.707 | -117.233 | Etna | 2005 | USGS | DU | IW
2101 | WA | Olympia; WDOT Highway Test lab | State St; ground level | 47.047 | -122.900 | Etna | 3959 | USGS |  | PNW
2108 | OR | Green Peter Dam | Downstream | 44.4481 | -122.5512 | SMA1 | 6622 | ACOE |  | PNW
2108 | OR | Green Peter Dam | Lower Gallery | 44.45 | -122.5488 | SMA1 | 944 | ACOE |  | PNW
2108 | OR | Green Peter Dam | Upper Gallery | 44.45 | -122.5488 | SMA1 | 6620 | ACOE |  | PNW
2123 | WA | Spokane; VA Hospital | Bldg 3, ground level; Engineering Shop | 47.7038 | -117.4781 | Etna | 4175 | VA | DU | PNW
2130 | WA | Tacoma; American Lake VA Hospital | Bldg 81, basement communications room; 4-story | 47.1356 | -122.5758 | Etna | 4018 | VA | DU | PNW
2133 | OR | Detroit Dam | Downstream | 44.7257 | -122.255 | SMA1 | 950 | ACOE |  | PNW
2133 | OR | Detroit Dam | Lower Gallery | 44.7222 | -122.2499 | SMA1 | 955 | ACOE |  | PNW
2133 | OR | Detroit Dam | Upper Gallery | 44.7222 | -122.2499 | SMA1 | 954 | ACOE |  | PNW
2137 | OR | Cougar Dam | Center Crest | 44.1282 | -122.2408 | SMA1 | 859 | ACOE |  | PNW
2137 | OR | Cougar Dam | Left Abutment | 44.1282 | -122.2434 | SMA1 | 942 | ACOE |  | PNW
2137 | OR | Cougar Dam | Left Crest | 44.1281 | -122.2427 | SMA1 | 858 | ACOE |  | PNW
2137 | OR | Cougar Dam | Lower Tower | 44.1277 | -122.2449 | SMA1 | 948 | ACOE |  | PNW
2137 | OR | Cougar Dam | Toe | 44.1301 | -122.243 | SMA1 | 943 | ACOE |  | PNW
2137 | OR | Cougar Dam | Upper Tower | 44.1277 | -122.2449 | SMA1 | 952 | ACOE |  | PNW
2143 | OR | Hills Creek Dam | Center Crest | 43.7084 | -122.4247 | SMA1 | 856 | ACOE |  | PNW
2143 | OR | Hills Creek Dam | Right Abutment | 43.7099 | -122.4213 | SMA1 | 947 | ACOE |  | PNW
2143 | OR | Hills Creek Dam | Toe | 43.7101 | -122.4258 | SMA1 | 946 | ACOE |  | PNW
2146 | OR | Blue River Dam | Crest | 44.1727 | -122.329 | SMA1 | 861 | ACOE |  | PNW
2146 | OR | Blue River Dam | Left crest | 44.1711 | -122.3284 | SMA1 | 951 | ACOE |  | PNW
2146 | OR | Blue River Dam | Lower Tower | 44.1725 | -122.3254 | SMA1 | 862 | ACOE |  | PNW
2146 | OR | Blue River Dam | Toe | 44.1741 | -122.331 | SMA1 | 940 | ACOE |  | PNW
2146 | OR | Blue River Dam | Upper Tower | 44.1725 | -122.3254 | Etna | 1472 | ACOE | DU | PNW
2151 | OR | Lookout Point Dam | Center Crest | 43.9128 | -122.7518 | SMA1 | 860 | ACOE |  | PNW
2151 | OR | Lookout Point Dam | Downstream | 43.9155 | -122.7564 | SMA1 | 945 | ACOE |  | PNW
2151 | OR | Lookout Point Dam | Left Crest | 43.9098 | -122.7517 | SMA1 | 863 | ACOE |  | PNW
2151 | OR | Lookout Point Dam | Lower Spillway Gallery | 43.9152 | -122.7523 | SMA1 | 857 | ACOE |  | PNW
2151 | OR | Lookout Point Dam | Toe | 43.9126 | -122.7538 | SMA1 | 4532 | ACOE |  | PNW
2151 | OR | Lookout Point Dam | Upper Spillway Gallery | 43.9152 | -122.7523 | SMA1 | 953 | ACOE |  | PNW
2161 | WA | Chief Joseph Dam | Downstream | 47.9967 | -119.6495 | Etna | 2149 | ACOE | DU | PNW
2161 | WA | Chief Joseph Dam | Tower; 6-ch array; upper and lower galleys | 47.9949 | -119.6347 | K2 | 1535 | ACOE | DU | PNW
2164 | WA | Mud Mountain Dam | Crest | 47.1394 | -121.932 | Etna | 2939 | ACOE |  | PNW
2164 | WA | Mud Mountain Dam | Right Abutment Downstream | 47.1421 | -121.9457 | Etna | 2938 | ACOE |  | PNW
2164 | WA | Mud Mountain Dam | Toe | 47.1385 | -121.9343 | Etna | 2944 | ACOE |  | PNW
2164 | WA | Mud Mountain Dam | Tower | 47.1421 | -121.9318 | Etna | 2943 | ACOE |  | PNW
2172 | OR | Portland; Portland State University | SW Broadway; Cramer Hall; basement | 45.5125 | -122.6845 | K2 | 1820 | USGS | DU | PNW
2181 | WA | Seattle; Ship Canal Bridge | 6th Ave NE; ground level | 47.655 | -122.322 | Etna | 2018 | USGS | DU | PNW
2182 | OR | Lost Creek Dam | Downstream | 42.6662 | -122.6816 | SMA1 | 6625 | ACOE |  | PNW
2182 | OR | Lost Creek Dam | Left Abutment | 42.6658 | -122.6764 | SMA1 | 6619 | ACOE |  | PNW
2182 | OR | Lost Creek Dam | Left Crest | 42.6687 | -122.6749 | SMA1 | 6617 | ACOE |  | PNW
2182 | OR | Lost Creek Dam | Lower Tower | 42.6743 | -122.6732 | SMA1 | 6623 | ACOE |  | PNW
2182 | OR | Lost Creek Dam | Right Crest | 42.6711 | -122.6744 | SMA1 | 6618 | ACOE |  | PNW
2182 | OR | Lost Creek Dam | Upper Tower | 42.6743 | -122.6732 | Etna | 1473 | ACOE | DU | PNW
2189 | WA | Howard Hanson Dam | Crest | 47.2778 | -121.7872 | SMA1 | 3345 | ACOE |  | PNW
2189 | WA | Howard Hanson Dam | Left Abutment | 47.2797 | -121.7893 | SMA1 | 3348 | ACOE |  | PNW
2189 | WA | Howard Hanson Dam | Toe | 47.2789 | -121.7878 | SMA1 | 3349 | ACOE |  | PNW
2190 | OR | Bonneville Dam | Left Abutment | 45.6377 | -121.9476 | SMA1 | 6303 | ACOE |  | PNW
2190 | OR | Bonneville Dam | Lower Gallery (New PH) | 45.6473 | -121.9385 | SMA1 | 4536 | ACOE |  | PNW
2190 | OR | Bonneville Dam | Lower Gallery (Old PH) | 45.6399 | -121.9465 | SMA1 | 6302 | ACOE |  | PNW
2190 | OR | Bonneville Dam | Spillway (Lower Gallery) | 45.6427 | -121.9409 | SMA1 | 5209 | ACOE |  | PNW
2190 | OR | Bonneville Dam | Upper Gallery (New PH) | 45.6473 | -121.9385 | SMA1 | 4537 | ACOE |  | PNW
2190 | OR | Bonneville Dam | Upper Gallery (Old PH) | 45.6399 | -121.9465 | SMA1 | 6301 | ACOE |  | PNW
2191 | OR | Portland; VA Hospital | Bldg 100, Boiler Room; ground floor; 11-story | 45.4974 | -122.6832 | Etna | 4015 | VA | DU | PNW
2193 | WA | Gig Harbor; Fire Station | Kimball Dr; ground level | 47.319 | -122.586 | K2 | 725 | USGS | DU | PNW
2194 | WA | Shelton; Fire Station | Franklin St; ground level | 47.214 | -123.101 | Etna | 1437 | USGS | DU | PNW
2198 | OR | Applegate Dam | Crest | 42.0558 | -123.114 | SMA1 | 4533 | ACOE |  | PNW
2198 | OR | Applegate Dam | Downstream | 42.0597 | -123.1111 | SMA1 | 4534 | ACOE |  | PNW
2198 | OR | Applegate Dam | Lower Intake Tower | 42.0549 | -123.1156 | SMA1 | 4531 | ACOE |  | PNW
2198 | OR | Applegate Dam | Right Abutment | 42.0555 | -123.1123 | SMA1 | 4535 | ACOE |  | PNW
2198 | OR | Applegate Dam | Upper Intake Tower | 42.0549 | -123.1156 | SSA2 | 2429 | ACOE | DI | PNW
2202 | MT | Helena; Carroll College | Library Science Bldg; ground level | 46.6 | -112.0372 | K2 | 1814 | USGS |  | IW
2205 | MT | Bozeman; Montana State University | Civil Engineering Bldg; basement | 45.6671 | -111.046 | K2 | 1809 | USGS |  | IW
2210 | UT | Salt Lake City; VA Hospital | Bldg 1, 6-ch array; ground & 7th level; 7-story | 40.7578 | -111.8402 | K2 | 2171 | VA | DU | IW
2213 | ID | Boise; Lucky Peak Dam | Crest, Abutment, U. Tower, Downstream; 12-ch | 43.53 | -116.05 | K2 | 372 | ACOE | DU | IW
2222 | ID | Lewiston; Dworshak Dam | Lower Gallery | 46.515 | -116.2958 | Etna | 3410 | ACOE |  | IW
2222 | ID | Lewiston; Dworshak Dam | Middle Gallery | 46.515 | -116.2958 | SSA2 | 2291 | ACOE |  | IW
2222 | ID | Lewiston; Dworshak Dam | Right Abutment | 46.5192 | -116.301 | Etna | 3411 | ACOE |  | IW
2222 | ID | Lewiston; Dworshak Dam | Upper Gallery | 46.515 | -116.2958 | K2 | 1939 | ACOE | DU | IW
2242 | MT | Libby; Libby Dam | Powerhouse Roof | 48.4099 | -115.3157 | Etna | 2151 | ACOE | DU | IW
2242 | MT | Libby; Libby Dam | Right Abutment; Visitor Center | 48.4111 | -115.3200 | Etna | 2150 | ACOE | DU | IW
2242 | MT | Libby; Libby Dam | Tower; upper and lower levels; 6-ch array | 48.4113 | -115.3166 | K2 | 1534 | ACOE | DU | IW
2245 | MT | Helena; Ft. Harrison VA Hospital | Bldg 2, north basement; records storage; 2-story | 46.6189 | -112.105 | Etna | 4020 | VA | DU | IW
2255 | MT | Butte; Montana Tech | Science Bldg; basement | 46.0109 | -112.5572 | K2 | 1822 | USGS | DU | IW
2272 | UT | Salt Lake City; Eastwood School | Wasatch Blvd; basement level | 40.6997 | -111.7935 | Etna | 1426 | USGS | RT | IW
2282 | UT | Salt Lake City; Salt Lake Junction AT&T | Kennedy Dr; ground level | 40.75 | -111.8015 | Etna | 1408 | USGS | DU | IW
2285 | UT | Salt Lake City; Liberty City Park | 5th East St; ground level | 40.745 | -111.8748 | K2 | 1568 | USGS |  | IW
2286 | UT | Salt Lake City; Roosevelt Elementary School | Springfield at 800 East St; ground level | 40.7012 | -111.8663 | K2 | 1566 | USGS | RT | IW
2287 | UT | Salt Lake City; Int’l Airport | NOAA Observatory; ground level | 40.7719 | -111.9545 | Etna | 1413 | USGS | DU | IW
2289 | UT | Salt Lake City; City/County Bldg | S. State St; 12-ch array; 12-story bldg | 40.7595 | -111.8867 | K2 | 1358 | USGS |  | IW
2289 | UT | Salt Lake City; City/County Bldg | S. State St; 12-ch array; 12-story bldg | 40.7595 | -111.8867 | K2 | 1359 | USGS |  | IW
2290 | UT | Salt Lake City; Little Dell Dam | Crest, Left Abutment, Mid Dam; 9-ch array | 40.7693 | -111.7029 | K2 | 2431 | SLCC | DU | IW
2290 | UT | Salt Lake City; Little Dell Dam | Downstream | 40.7652 | -111.7083 | Etna | 4559 | SLCC |  | IW
2290 | UT | Salt Lake City; Little Dell Dam | Right abutment | 40.7716 | -111.7056 | Etna | 4558 | SLCC |  | IW
2291 | UT | Logan; Utah State University | Geology Bldg; basement; room 108 | 41.7418 | -111.8117 | Etna | 1414 | USGS | DU | IW
2296 | UT | Draper; Animal Control Facility | CLOSED | 40.5202 | -111.8926 | Etna | 1027 | USGS/UGS | DU | IW
2299 | UT | Magna; City Water Well Field | W. 2700 South St; ground level | 40.713 | -112.038 | SMA1 | 5311 | USGS |  | IW
2301 | AZ | Alamo Dam (Yuma) | Abutment | 34.23 | -113.60 | SAD | 28185 | ACOE |  | IW
2301 | AZ | Alamo Dam (Yuma) | Abutment | 34.23 | -113.60 | SMA1 | 378 | ACOE |  | IW
2301 | AZ | Alamo Dam (Yuma) | Crest | 34.23 | -113.60 | SMA1 | 380 | ACOE |  | IW
2302 | NM | Albuquerque; Fire Station No. 01 | Silver Ave; water heater room; ground level | 35.0827 | -106.6563 | K2 | 2134 | USGS | DU | IW
2303 | NM | Albuquerque; Fire Station No. 07 | 47th St; radio room; ground level | 35.0853 | -106.6094 | K2 | 2135 | USGS |  | IW
2307 | AZ | Prescott; VA Hospital | Building 107, basement | 34.5547 | -112.4531 | Etna | 4179 | VA | DU | IW
2308 | NM | Albuquerque; Fire Station No. 10 | Rio Grande SW; telephone room; ground level | 35.1231 | -106.6748 | K2 | 2132 | USGS | DU | IW
2309 | NM | Albuquerque; Fire Station No. 13 | Prospect Ave NE; water heater room; ground level | 35.1074 | -106.5891 | K2 | 2136 | USGS | DU | IW
2310 | NM | Albuquerque; UNM, Northrop Hall | Central/Yale Aves; room B-36; basement | 35.0832 | -106.6224 | K2 | 1957 | USGS | DU | IW
2311 | NM | Cochiti Dam | Center Toe | 35.6208 | -106.3239 | Etna | 3207 | ACOE |  | IW
2311 | NM | Cochiti Dam | Left (east) Crest | 35.6182 | -106.3192 | Etna | 3211 | ACOE |  | IW
2311 | NM | Cochiti Dam | Left Abutment | 35.617 | -106.3218 | Etna | 3210 | ACOE |  | IW
2311 | NM | Cochiti Dam | Left Abutment | 35.617 | -106.3218 | PAR | 325 | ACOE |  | IW
2311 | NM | Cochiti Dam | Right (west) Crest | 35.629 | -106.3266 | Etna | 3208 | ACOE |  | IW
2311 | NM | Cochiti Dam | Right (west) Crest | 35.629 | -106.3266 | PAR | 344 | ACOE |  | IW
2311 | NM | Cochiti Dam | Right Toe | 35.6284 | -106.3281 | Etna | 3209 | ACOE |  | IW
2311 | NM | Cochiti Dam | Right Toe | 35.6284 | -106.3281 | PAR | 328 | ACOE |  | IW
2311 | NM | Cochiti Dam | Upper Tower and Lower Tower | 35.617 | -106.3166 | K2 | 1902 | ACOE |  | IW
2312 | NM | Abiquiu Dam | Abutment | 36.2373 | -106.4233 | Etna | 3206 | ACOE |  | IW
2312 | NM | Abiquiu Dam | Crest | 36.2381 | -106.4263 | Etna | 3205 | ACOE |  | IW
2313 | CO | Trinidad Dam | Crest | 37.1432 | -104.5521 | Etna | 4064 | ACOE |  | IW
2313 | CO | Trinidad Dam | Downstream | 37.1428 | -104.5473 | Etna | 4065 | ACOE |  | IW
2313 | CO | Trinidad Dam | Upper Tower and Lower Tower | 37.1411 | -104.5513 | K2 | 2174 | ACOE |  | IW
2314 | AZ | Tucson; VA Hospital | Building 16, HV vault; ground level | 32.1785 | -110.9624 | Etna | 4140 | VA | DU | IW
2315 | NM | Albuquerque; VA Hospital | Bldg 41; basement; 6-story | 35.0545 | -106.5822 | Etna | 4176 | VA | DU | IW
2319 | AZ | Phoenix; VA Hospital | Building 23; telephone/elect. rm; ground level | 33.5001 | -112.0662 | Etna | 1405 | VA | DU | IW
2404 | TN | Tiptonville; Reelfoot Lake State Park | Visitor Center Museum; ground level | 36.3632 | -89.4326 | K2 | 1865 | USGS |  | MA
2405 | TN | Johnson City; Mt. Home VA Hospital | Bldg 52, basement; 2-story | 36.31 | -82.37 | SMA1 | 814 | VA |  | MA
2406 | OK | Oklahoma City; VA Hospital | NE 13th St; Main Bldg, basement; 10-story | 35.4838 | -97.495 | Etna | 4167 | VA | DU | MA
2407 | MO | St. Louis; Jefferson Barracks VA Hospital | Jefferson Dr; Bldg 17, ground level; 1-story | 38.4944 | -90.2808 | Etna | 4180 | VA | DU | MA
2411 | IL | Marion; VA Hospital | Main St; Bldg 15; maint. garage, ground level | 37.7236 | -88.9522 | Etna | 4016 | VA |  | MA
2412 | KY | Louisville; VA Hospital | Zorn Ave; Main Bldg, basement; 9-story | 38.2697 | -85.6987 | Etna | 4162 | VA | DU | MA
2413 | IN | Marion; VA Hospital, Pumphouse | Water St/ Black Rd; Pumphouse, ground | 40.52 | -85.64 | SMA1 | 835 | VA |  | MA
2414 | OH | Dayton; VA Hospital | West Third St; Bldg 28, basement; 1-story | 39.74 | -84.27 | SMA1 | 836 | VA |  | MA
2420 | MO | New Madrid; Noranda Plant | Marston Rd; ground level | 36.5096 | -89.5682 | K2 | 1866 | USGS |  | MA
2448 | MO | Hayti; County Medical Center | Highway 61 at E Reed Ave; ground level | 36.2371 | -89.7404 | K2 | 1739 | USGS |  | MA
2449 | AR | Blytheville; Fire Station No. 2 | West Main St; ground level | 35.928 | -89.926 | Etna | 1411 | USGS | DU | MA
2450 | TN | Union City; Fire Station | N. Fifth St; ground level | 36.4269 | -89.0608 | Etna | 1430 | USGS | DU | MA
2451 | IL | Cairo; Fire Station | Washington St; ground level | 37.0029 | -89.1773 | Etna | 1143 | USGS |  | MA
2452 | MO | Portageville; Post Office | King St; ground level | 36.427 | -89.700 | Etna |  | USGS |  | MA
2453 | MO | Sikeston; Fire Station NE | W. Main St; ground level | 36.883 | -89.581 | Etna | 2036 | USGS |  | MA
2454 | MO | Campbell; Fire Station | N. Locust Ave; ground level | 36.494 | -90.076 | Etna | 2022 | USGS |  | MA
2456 | MO | Gideon; City Hall | Main St; ground level | 36.454 | -89.919 | SMA1 | 592 | USGS |  | MA
2457 | MO | Dexter; Fire Station No. 2 | Cooper St; ground level | 36.796 | -89.966 | Etna | 2025 | USGS |  | MA
2458 | AR | Lepanto; Fire Station | S. Greenwood Ave; ground level | 35.6126 | -90.3302 | K2 | 1864 | USGS |  | MA
2459 | AR | Paragould; Post Office | W. Court St; ground level | 36.057 | -90.488 | SMA1 | 292 | USGS |  | MA
2460 | TN | Obion; Police Dept | N. Seventh St; ground level | 36.2592 | -89.1916 | K2 | 1867 | USGS |  | MA
2461 | TN | Dyersburg; Fire Station No. 2 | E. Parkview St; ground level | 36.0463 | -89.3821 | K2 | 1738 | USGS | DU | MA
2487 | IL | Chicago; Amoco Corp. Bldg | E. Randolph Dr.; ground level | 41.89 | -87.621 | SMA1 | 1419 | USGS |  | MA
2490 | MO | St. Louis; One Bell Center; Structure Array | Chestnut St; 18-ch; 43-story | 38.626 | -90.194 | MW | 142 | USGS |  | MA
2491 | MO | St. Louis; Visitors Center; Freefield | Chestnut St; ground level | 38.626 | -90.191 | Etna | 1435 | USGS |  | MA
2492 | AR | Forrest City; Fire Station | E. Garland; ground level | 35.0102 | -90.7879 | K2 | 1869 | USGS |  | MA
2493 | AR | Newport; Police Station | Walnut Ave; ground level | 35.6058 | -91.2825 | K2 | 1868 | USGS |  | MA
2494 | TN | Paris; Fire Station | North Caldwell St; ground level | 36.3022 | -88.3285 | Etna | 1431 | USGS | DU | MA
2495 | MO | Poplar Bluff; Fire Station | Highway 53; ground level | 36.737 | -90.398 | Etna | 1439 | USGS | DU | MA
2496 | MO | St. Louis; University Hospital | Rutger Ave; 06th level; 11-story | 38.623 | -90.238 | SMA1 | 1116 | USGS |  | MA
2496 | MO | St. Louis; University Hospital | Rutger Ave; 11th level; 11-story | 38.623 | -90.238 | SMA1 | 1479 | USGS |  | MA
2496 | MO | St. Louis; University Hospital | Rutger Ave; basement; 11-story | 38.623 | -90.238 | SMA1 | 123 | USGS |  | MA
2497 | KS | Overland Park; Bays Residence | Bradshaw St; basement | 38.94 | -94.735 | SMA1 | 106 | USGS |  | MA
2498 | TN | Memphis; Sedgwick Center | Ridgeway Loop; 15-ch array; 6-story | 35.1053 | -89.8629 | MW | 126 | USGS |  | MA
2499 | AR | Corning; New Post Office | Bobcat Ln; ground level | 36.4185 | -90.5815 | Etna | 2038 | USGS |  | MA
2506 | NC | Salisbury; VA Hospital | Bldg 2, basement; 5-story | 35.68 | -80.49 | SMA1 | 839 | VA |  | MA
2507 | VA | Salem; Roanoke VA Hospital | Bldg 143, ground; 5-story | 37.27 | -81.02 | SMA1 | 765 | VA |  | MA
2508 | GA | Augusta; VA Hospital | Wrightsboro Rd; Main Bldg, bsmnt; 4-story | 33.47 | -82.05 | SMA1 | 815 | VA |  | MA
2509 | AL | Birmingham; VA Hospital | South 19th St; Main Bldg, bsmnt; 10-story | 33.5046 | -86.8011 | Etna | 4173 | VA | DU | MA
2510 | NC | Oteen; VA Hospital | Main Bldg, basement; 5-story | 35.59 | -82.48 | SMA1 | 852 | VA |  | MA
2511 | WV | Martinsburg; VA Hospital | Bldg 218, ground level | 39.41 | -77.91 | SMA1 | 801 | VA |  | MA
2531 | GA | Atlanta; VA Hospital, Main Bldg | Clairmont Rd; basement; 13-story | 33.8 | -84.31 | SMA1 | 811 | VA |  | MA
2543 | SC | Charleston; Fire Station | Ashley River Rd; ground level | 32.835 | -80.047 | Etna | 2030 | USGS | DU | MA
2544 | SC | Charleston; Charleston Place Hotel | Market Street; 3-ch, array 1; 8-story | 32.781 | -79.932 | Etna | 1438 | USGS | DU | MA
2544 | SC | Charleston; Charleston Place Hotel | Market Street; 12-ch, FF/array 2; 8-story | 32.781 | -79.932 | K2 | 1035 | USGS | DU | MA
2549 | VA | Pearisburg; Giles County Courthouse | Wenonah Ave; basement | 37.3269 | -80.7351 | Etna | 3967 | USGS | DU | MA
2551 | VA | Purcellville; Cooper Residence | Black Oak Road; basement | 39.0909 | -77.7594 | Etna | 2606 | USGS | DU | MA
2552 | SC | Summerville; Fire Station | West Second North St; ground level | 33.025 | -80.176 | Etna | 2607 | USGS | DU | MA
2553 | SC | Charleston; VA Hospital | Bee St; service court 1, storage shed, ground level | 32.7843 | -79.9531 | Etna | 4170 | VA | DU | MA
2554 | SC | Columbia; VA Hospital | Garners Ferry Rd; Bldg 106; ground; 2-story | 33.9756 | -80.9607 | Etna | 4172 | VA | DU | MA
2602 | MA | Bedford; VA Hospital | Bldg 1, basement; 4-story | 42.5042 | -71.2738 | Etna | 4181 | VA | DU | NEUS
2606 | MA | Northhampton; VA Hospital | N. Main St; Bldg 3, basement; 2-story | 42.3504 | -72.6822 | Etna | 4169 | VA | DU | NEUS
2607 | RI | Providence; VA Hospital | Chalkstone Ave; bldg 2; phone rm; bsmt; 2-story | 41.8327 | -71.4347 | Etna | 4166 | VA | DU | NEUS
2609 | MA | Boston, West Roxbury; VA Hospital | Bldg 2, basement; 6-story | 42.2739 | -71.1718 | Etna | 4165 | VA | DU | NEUS
2611 | NY | Batavia; VA Hospital | Richmond Ave; Main Bldg, bsmnt; 4-story | 43.01 | -78.20 | SMA1 | 754 | VA |  | NEUS
2612 | NY | Canandaigua; VA Hospital | Main Bldg, basement; 3-story | 42.9 | -77.27 | SMA1 | 812 | VA |  | NEUS
2613 | NY | Syracuse; VA Hospital | Irving Ave; Main Bldg, basement; 9-story | 43.04 | -76.13 | SMA1 | 766 | VA |  | NEUS
2614 | PA | Erie; VA Hospital | East 38th St; Main Bldg, basement; 8-story | 42.102 | -80.064 | SMA1 | 803 | VA |  | NEUS
2620 | MA | Cambridge; MIT; Tang Hall | Tang Hall; 12th level; 24-story | 42.354 | -71.104 | SMA1 | 154 | USGS |  | NEUS
2620 | MA | Cambridge; MIT; Tang Hall | Tang Hall; penthouse level; 24-story | 42.354 | -71.104 | SMA1 | 122 | USGS |  | NEUS
2622 | NY | Massena; Int'l Bridge | Bridge Column; base | 44.988 | -74.739 | SMA1 | 5157 | USGS |  | NEUS
2622 | NY | Massena; Int'l Bridge | Ground Site; ground level | 44.988 | -74.739 | SMA1 | 3926 | USGS |  | NEUS
2641 | NY | Great Neck; Private Residence | Lenden St; ground level | 40.735 | -73.713 | SMA1 | 849 | USGS |  | NEUS
2646 | NH | Portsmouth; Sheraton Hotel | Market St; ground level | 43.079 | -70.760 | SMA1 | 1634 | USGS |  | NEUS
2647 | MA | Weston; Northeastern University | Westcliff Rd; Henderson House | 42.323 | -71.297 | K2 | 1821 | USGS | DU | NEUS
2648 | PA | Philadelphia; Drexel University | Chestnut St; Hess Engineering Bldg | 39.957 | -75.191 | K2 | 1812 | USGS | DU | NEUS
2649 | MA | Boston, Jamaica Plains; VA Hospital | Huntington Ave; generator bldg; ground level | 42.3282 | -71.1101 | Etna | 4184 | VA | DU | NEUS
2650 | MA | Brockton; VA Hospital | Generator Bldg; ground level | 42.0636 | -71.0516 | Etna | 4182 | VA | DU | NEUS
2652 | NH | Manchester; VA Hospital | Smyth Rd; Boiler Plant; 1-story; ground level | 43.0126 | -71.4422 | Etna | 4178 | VA | DU | NEUS
2653 | NY | Albany; VA Hospital | Holland Ave; Bldg 25, garage; ground level | 42.6519 | -73.7729 | Etna | 4183 | VA | DU | NEUS
2654 | NY | Buffalo; VA Hospital | Bailey Ave; Bldg 6, Boiler Plant; ground level | 42.9521 | -78.8108 | Etna | 4177 | VA | DU | NEUS
2655 | VT | White River; White River Junction VA Hospital | Bldg 9, Day Care Facility; basement | 43.6491 | -72.3428 | Etna | 4164 | VA | DU | NEUS
2702 | AK | Alaska Pacific University; Gould Hall | Chapel Hill Rd; ground level; 2-story | 61.1886 | -149.8033 | SMA1 | 2340 | USGS |  | AK
2704 | AK | Anchorage; Old Federal Bldg. | West Fourth Ave; basement; 3-story | 61.2191 | -149.8941 | K2 | 595 | USGS | DU | AK
2716 | AK | Anchorage; Hilton Hotel | 3rd Ave; 06th floor; 22-story | 61.219 | -149.892 | SMA1 | 2256 | USGS |  | AK
2716 | AK | Anchorage; Hilton Hotel | 3rd Ave; 14th floor; 22-story | 61.219 | -149.892 | SMA1 | 2252 | USGS |  | AK
2716 | AK | Anchorage; Hilton Hotel | 3rd Ave; 20th floor; 22-story | 61.219 | -149.892 | SMA1 | 2681 | USGS |  | AK
2716 | AK | Anchorage; Hilton Hotel | 3rd Ave; 22nd floor; 22-story | 61.219 | -149.892 | SMA1 | 310 | USGS |  | AK
2716 | AK | Anchorage; Hilton Hotel | 3rd Ave; basement; 22-story | 61.219 | -149.892 | SMA1 | 596 | USGS |  | AK
2721 | AK | Fairbanks; University of Alaska | Duckering Hall; basement; 4-story | 64.855 | -147.818 | SMA1 | 1926 | USGS |  | AK
2723 | AK | Valdez; Valdez Dock Co. | Hazelet St; ground level | 61.1276 | -146.3605 | K2 | 1727 | USGS | DU | AK
2728 | AK | Yakutat | USGS Range Bldg; ground level | 59.543 | -139.726 | SMA1 | 326 | USGS |  | AK
2730 | AK | Trims Camp; Highway Maintenance Station | Richardson Highway; ground level; 1-story | 63.4159 | -145.7504 | K2 | 1951 | USGS |  | AK
2735 | AK | Middleton Island; Airport | FAA Communications Bldg; ground level | 59.428 | -146.339 | SMA1 | 171 | USGS |  | AK
2738 | AK | Cantwell; ADOT Maintenance Station | Office/Garage; 1-story bldg; ground level | 63.3888 | -148.8849 | K2 | 1955 | USGS | DU | AK
2750 | AK | Anchorage; Alaska Regional Hospital | DeBarr Rd; 1st level; 7-story | 61.201 | -149.827 | SMA1 | 2543 | USGS |  | AK
2750 | AK | Anchorage; Alaska Regional Hospital | DeBarr Rd; 4th level; 7-story | 61.201 | -149.827 | SMA1 | 2544 | USGS |  | AK
2750 | AK | Anchorage; Alaska Regional Hospital | DeBarr Rd; 7th level; 7-story | 61.201 | -149.827 | SMA1 | 2545 | USGS |  | AK
2755 | AK | Cordova; Airport | FAA Service Center; ground level; 2-story | 60.496 | -145.47 | SMA1 | 1928 | USGS |  | AK
2757 | AK | Mount Baldy | Seismic Vault; ground level | 61.036 | -142.345 | SMA1 | 3567 | USGS |  | AK
2758 | AK | Guyot Hill | Seismic Vault; ground level | 60.146 | -141.472 | SMA1 | 3089 | USGS |  | AK
2759 | AK | Sunshine Point | Seismic Vault; ground level | 60.18 | -142.838 | SMA1 | 3568 | USGS |  | AK
2767 | AK | Fairbanks; Moose Creek Dam | Upper Gallery | 64.7926 | -147.1798 | Etna |  | ACOE |  | AK
2768 | AK | Bancas Point | Seismic Vault; ground level | 59.953 | -139.635 | SMA1 | 4054 | USGS |  | AK
2769 | AK | Mt Hamilton | Seismic Vault; ground level | 60.337 | -144.261 | SMA1 | 3933 | USGS |  | AK
2770 | AK | Sherman Glacier | Seismic Vault; ground level | 60.534 | -145.207 | SMA1 | 3566 | USGS |  | AK
2772 | AK | Waxell Ridge | Seismic Vault; ground level | 60.448 | -142.852 | SMA1 | 222 | USGS |  | AK
2782 | AK | Cordova; Earth Station | Ski Hill Rd; ground level | 60.547 | -145.747 | SMA1 | 2254 | USGS |  | AK
2784 | AK | Valdez; Valdez City Hall | Chenega Ave; basement; 2-story | 61.1303 | -146.3553 | K2 | 1728 | USGS | DU | AK
2786 | AK | Kayak Island | Seismic Vault; ground level | 59.927 | -144.500 | SMA1 | 2436 | USGS |  | AK
2797 | AK | Fairbanks; University of Alaska | Elvey Building; basement; 6-story | 64.8594 | -147.8485 | Etna | 1397 | USGS |  | AK
2806 | HI | Kaunakakai, Molokai; Airport Fire Station | Hwy 46; ground level | 21.158 | -157.096 | SMA1 | 295 | USGS |  | HI
2807 | HI | Lahaina, Maui; Fire Station | Honoapiilani Hwy; ground level | 20.909 | -156.688 | SMA1 | 1929 | USGS |  | HI
2810 | HI | Kailua-Kona, HI; Fire Station | Palani Rd (at Hiway 190); ground level | 19.6477 | -155.9923 | Etna | 1988 | HCD | DU | HI
2812 | HI | Pahala, HI; Ka'u Hospital | Kamani St; ground level | 19.1999 | -155.4723 | K2 | 1850 | USGS | DU | HI
2816 | HI | Pahoa, HI; Fire Station | Kauhale St; ground level | 19.4934 | -154.9466 | Etna | 1986 | HCD | DU | HI
2817 | HI | Hilo, HI; University of Hawaii | West Lanikaula St; ground level | 19.7034 | -155.0805 | Etna | 1985 | HCD | DU | HI
2818 | HI | Hilo, HI; USDA Laboratory | Amauula Rd; ground level | 19.7277 | -155.0974 | K2 | 1855 | USGS | DU | HI
2821 | HI | Kahului, Maui; Community College, Bldg 226 | Kaahumanu Ave; ground level | 20.893 | -156.479 | SMA1 | 1927 | USGS |  | HI
2822 | HI | Waiohinu, HI; Ka'u Baseyard | Kamaoa Rd; ground level | 19.07 | -155.615 | SMA1 | 3934 | USGS |  | HI
2824 | HI | Mauna Loa, HI; Weather Observatory | Observatory Rd; seismic pier | 19.5363 | -155.577 | K2 | 1818 | USGS |  | HI
2825 | HI | Waimea, HI; Fire Station | Kamamala St; generator room, ground level | 20.023 | -155.6614 | K2 | 2000 | USGS | DU | HI
2826 | HI | Kohala, HI; Kapaau Police Station | Kohala Water Works Rd; ground level | 20.23 | -155.801 | SMA1 | 4052 | USGS |  | HI
2829 | HI | Mauna Kea, HI; State Park | Hwy 200 (Saddle Rd); ground level | 19.752 | -155.530 | SMA1 | 290 | USGS |  | HI
2830 | HI | Mauna Kea, HI; Summit | UKIRT Observ.; ground level; domed struct. | 19.826 | -155.473 | SMA1 | 2249 | USGS |  | HI
2831 | HI | Volcano Nat'l Park, HI; Volcano Observ. Warehouse | Hwy 11; ground level | 19.4311 | -155.2583 | K2 | 1815 | USGS |  | HI
2832 | HI | Honokaa, HI; Police Station | Mamane St; ground level | 20.0775 | -155.4625 | K2 | 1819 | USGS | DU | HI
2833 | HI | Laupahoehoe, HI; Post Office | Hwy 19; ground level | 19.9835 | -155.2326 | K2 | 1849 | USGS | DU | HI
2834 | HI | Honomalino, HI; Mac Farms | Hwy 11; ground level | 19.169 | -155.868 | SMA1 | 2701 | USGS |  | HI
2836 | HI | Volcano Nat'l Park, HI; Volcano Observ. Office | Crater Rim Dr; basement; 2-story | 19.42 | -155.288 | Etna | 1984 | HCD | DU | HI
2837 | HI | Honolulu, Oahu; Diamond Head | OES Bldg Bunker; ground level | 21.268 | -157.805 | SMA1 | 318 | USGS |  | HI
2838 | HI | Hilo, HI; Bank of Hawaii | Pauahi St; structure array; 4-story | 19.722 | -155.083 | K2 | 1353 | USGS | DU | HI
2839 | HI | Hilo, HI; Old Hospital | Waianuenue Ave; ground level | 19.722 | -155.115 | K2 | 1853 | USGS | DU | HI
2840 | HI | Wailea, Maui; Grand Hyatt Hotel | Wailea Alanui Dr; ground level; ?-story | 20.69 | -156.440 | SMA1 | 3915 | USGS |  | HI
2841 | HI | Lanai City, Lanai; Fire Station | Vehicle Bay; ground level | 20.793 | -156.953 | SMA1 | 3925 | USGS |  | HI
2842 | HI | Honolulu, Oahu; Int'l Airport | Aolele St; ground level | 21.335 | -157.909 | SMA1 | 3917 | USGS |  | HI
2843 | HI | Honolulu, Oahu; University of Hawaii, HIG | Correa Rd; basement; 3-story | 21.301 | -157.818 | SMA1 | 1933 | USGS |  | HI
2845 | HI | Honaunau, HI; Post Office | City of Refuge Rd (Hwy 11/160); gnd level | 19.4174 | -155.8805 | K2 | 1848 | USGS | DU | HI
2846 | HI | Mt. View, HI; Post Office | Hwy 11; ground level | 19.5504 | -155.1083 | K2 | 1808 | USGS |  | HI
2847 | HI | Anaehoomalu, HI; Waikoloa Hotel | Royal Waikoloan Hotel; ground level; ?-story | 19.919 | -155.887 | SMA1 | 3347 | USGS |  | HI
2848 | HI | Hilo, HI; General Lyman Field | NOAA Inflation Bldg; ground level; 2-story | 19.719 | -155.061 | Etna | 1987 | USGS |  | HI
2849 | HI | Kealakekua, HI; Kona Hospital; Special Services Bldg | Mamalahoa Hwy; ground level; 2-story | 19.5215 | -155.9181 | K2 | 1810 | USGS | DU | HI
3000 | PR | San Juan; Capacete-Martin Co. | Roosevelt Hwy; ground level | 18.413 | -66.096 | Etna | 1311 | UPR |  | [CB]
3002 | PR | San Juan; Minillas Govt. Center | Jose De Diego; 17th level; 17-story | 18.45 | -66.068 | SMA1 | 1219 | UPR |  | [CB]
3002 | PR | San Juan; Minillas Govt. Center | Jose De Diego; basement; 17-story | 18.45 | -66.068 | K2 | 1314 | UPR |  | [CB]
3009 | PR | Anasco; Fire Station | Pedro Albizu Campo St; ground level | 18.282 | -67.141 | SSA2 | 184 | UPR |  | [CB]
3010 | PR | Rincon; Fire Station | Sol St; ground level | 18.341 | -67.251 | SSA2 | 186 | UPR |  | [CB]
3011 | PR | Cayey; USGS Observatory | Hwy 52; ground level | 18.112 | -66.150 | Etna | 1306 | UPR |  | [CB]
3012 | PR | Boqueron; Boquemar Hotel | Telephone Closet; basement; 2-story | 18.026 | -67.174 | SSA2 | 187 | UPR |  | [CB]
3013 | PR | Ponce; Univer. Of Puerto Rico | Hwy 2 at 14; Directors Office; ground level | 17.991 | -66.607 | SSA2 | 201 | UPR |  | [CB]
3015 | PR | Aquidilla; Post Office | 50 Carr 459; ground level | 18.443 | -67.141 | SSA2 | 183 | UPR |  | [CB]
3017 | PR | Mayaguez; Univer. Of Puerto Rico | Hwy 108; ground level | 18.216 | -67.139 | SSA2 | 185 | UPR |  | [CB]
3020 | PR | Farjardo; Fire Station | Avenda Garidido Morales; ground level | 18.326 | -65.655 | Etna | 1298 | UPR |  | [CB]
3021 | VI | St. Croix; Airport | Maintenance Bldg; ground level | 17.699 | -64.794 | Etna | 1293 | UPR |  | [CB]
3022 | PR | Humacao; Fire Station | Hwy 30, Exit 924; ground level | 18.154 | -65.827 | Etna | 1308 | UPR |  | [CB]
3023 | PR | San Juan; Plaza Imaculada | Ponce de Leon; 15-ch, array M; 25-story | 18.443 | -66.062 | SSA2 | 1264 | UPR |  | [CB]
3023 | PR | San Juan; Plaza Imaculada | Ponce de Leon; 15-ch, array S1; 25-story | 18.443 | -66.062 | SSA2 | 1263 | UPR |  | [CB]
3023 | PR | San Juan; Plaza Imaculada | Ponce de Leon; 15-ch, array S2; 25-story | 18.443 | -66.062 | SSA2 | 1262 | UPR |  | [CB]
3023 | PR | San Juan; Plaza Imaculada | Ponce de Leon; 15-ch, array S3; 25-story | 18.443 | -66.062 | SSA2 | 1261 | UPR |  | [CB]
3023 | PR | San Juan; Plaza Imaculada | Ponce de Leon; 15-ch, array S4; 25-story | 18.443 | -66.062 | SSA2 | 1260 | UPR |  | [CB]
3024 | PR | Arecibo; PREPA Headquarters | Hwy 681; ground level | 18.47 | -66.70 | Etna | 1307 | UPR |  | [CB]
3025 | PR | Parque de Bomberas; Yauco | ; ground level | 18.036 | -66.848 | SSA2 | 2433 | UPR |  | [CB]
3026 | PR | Parque de Bomberas; Utaudo | ; ground level | -- | -- | SSA2 | 2381 | UPR |  | [CB]
3027 | PR | Parque de Bomberas; San German | ; ground level | -- | -- | SSA2 | 190 | UPR |  | [CB]
3028 | PR | Isabela; New Fire Station | ; ground level | 18.488 | -67.026 | SSA2 | 188 | UPR |  | [CB]
3029 | PR | Caguas; Civil Defense | ; ground level | 18.227 | -66.041 | Etna | 1301 | UPR |  | [CB]
3030 | PR | San Juan; Sor Isolina Ferrer Center | ; ground level | 18.343 | -66.075 | Etna | 1312 | UPR |  | [CB]
3031 | PR | Santurce; Bario Obrero Fire Station | ; ground level | 18.44 | -66.052 | Etna | 1297 | UPR |  | [CB]
3032 | PR | San Juan; Art History Museum | ; ground level | 18.468 | -66.117 | Etna | 1296 | UPR |  | [CB]
3033 | PR | Caroline; Int'l Airport | ; ground level | 18.439 | -65.998 | Etna | 1304 | UPR |  | [CB]
3034 | PR | Carolina; Fire Station | ; ground level | 18.398 | -65.965 | Etna | 1302 | UPR |  | [CB]
3035 | PR | Catano; Civil Defense | ; ground level | 18.437 | -66.130 | Etna | 1303 | UPR |  | [CB]
3036 | PR | Hato Rey; Fire Station | ; ground level | 18.415 | -66.056 | Etna | 1300 | UPR |  | [CB]
3037 | PR | Guaynabo; Civil Defense | ; ground level | 18.375 | -66.123 | Etna | 1305 | UPR |  | [CB]
3038 | PR | Bayamon; Civil Defense | ; ground level | 18.395 | -66.152 | Etna | 1310 | UPR |  | [CB]
3039 | PR | Bayamon; Parque del Las Ciencias | ; ground level | 18.409 | -66.160 | Etna | 1295 | UPR |  | [CB]
3040 | PR | Trujillo Alto; Fire Station | ; ground level | 18.356 | -66.006 | Etna | 1292 | UPR |  | [CB]
3042 | PR | Mayaguez; Iglesia de Castillo Church | Calle 114 at Wenceslao St; ground level | 18.167 | -67.151 | Etna | 2301 | UPR |  | [CB]
3043 | PR | Mayaguez; Paul VI Center | Highway 108; ground level | 18.24 | -67.121 | Etna | 2307 | UPR |  | [CB]
3044 | PR | Guanica; Bosque State Forest | Highway 333; Ranger Station; ground level | 17.973 | -66.868 | Etna | 2300 | UPR |  | [CB]
3045 | PR | Hormiqueros; Minor Basilica | Peregrines St; ground level | 18.141 | -67.128 | Etna | 2304 | UPR |  | [CB]
3046 | PR | Mayaguez; La Quinta Ward Church | Calle 106; ground level | 18.209 | -67.122 | Etna | 2303 | UPR |  | [CB]
3047 | PR | Mayaguez; El Mani Chapel | Calle Elena Segarra; ground level | 18.241 | -67.172 | Etna | 2302 | UPR |  | [CB]
3048 | PR | Mayaguez; La Marina Post Office | Calle McKinley; ground level | 18.206 | -67.151 | Etna | 1294 | UPR |  | [CB]
3049 | PR | Mayaguez; La Candelaria Cathedral | Munoz Rivera St/ Iglesia St; ground level | 18.2 | -67.138 | Etna | 2308 | UPR |  | [CB]
3050 | PR | Mayaguez; Benedictine Monastery | Road 348; ground level | 18.185 | -67.138 | Etna | 2305 | UPR |  | [CB]
3051 | PR | Mayaguez; Santa Ana Chapel | Calle Quebrada Grande; ground level | 18.179 | -67.118 | Etna | 2306 | UPR |  | [CB]
3052 | PR | Ponce; Civil Defense | ; ground level | 18.013 | -66.605 | Etna | 2227 | UPR |  | [CB]
3089 | PR | El Yunque; Catalina Service Center | Road 191, km 4.4; ground level | 18.3385 | -65.7609 | Etna | 1441 | USGS |  | [CB]
3090 | PR | San Juan; VA Hospital, Parking Garage | Highway 21; basement | 18.3915 | -66.0791 | Etna | 4174 | VA | DU | [CB]
5028 | CA(S) | El Centro; Array 07; Imperial Valley College | Shop Maintenance Bldg; ground level | 32.829 | -115.504 | Etna | 2028 | USGS | DU | CISN
5029 | CA(S) | Leona Valley; Fire Station No. 140 | Elizabeth Lake Rd; ground level | 34.6172 | -118.2849 | K2 | 597 | USGS | DU | CISN
5030 | CA(S) | Littlerock; Post Office | Highway 138; ground Level | 34.5214 | -117.991 | K2 | 530 | USGS | RT | CISN
5031 | CA(S) | Valyermo; Forest Fire Station | Valyermo Rd; ground level | 34.4435 | -117.8526 | K2 | 521 | USGS | DU | CISN
5032 | CA(S) | Paradise Springs; Camp Office | Big Rock Creek Rd; ground level | 34.3962 | -117.807 | Etna | 2024 | USGS | DU | CISN
5034 | CA(S) | Lone Pine Canyon; Clyde Ranch | Barn; ground level | 34.323 | -117.565 | SMA1 | 1527 | USGS |  | CISN
5036 | CA(S) | San Bernardino; Sycamore Forest Fire Station | Lytle Creek Rd; ground level | 34.193 | -117.427 | K2 | 580 | USGS | DU | CISN
5037 | CA(S) | Reche Canyon; Olive Dell Ranch | Reche Cyn Rd; ground level | 34.004 | -117.223 | K2 | 551 | USGS | DU | CISN
5043 | CA(S) | Hurkey Creek; County Park | Hiway 74; ground level | 33.6758 | -116.68 | Etna | 2050 | USGS |  | CISN
5044 | CA(S) | Pinyon Flat; UCSD Geophysical Observatory | Jeraboa Rd; below-ground vault, (- 2m) | 33.6076 | -116.454 | K2 | 515 | USGS | DU | CISN
5046 | CA(S) | Collins Valley | Metal Vault; ground level | 33.4043 | -116.4348 | SMA1 | 5039 | USGS |  | CISN
5047 | CA(S) | Rancho De Anza | Borrego Springs State Park; ground level | 33.348 | -116.400 | SMA1 | 1522 | USGS |  | CISN
5051 | CA(S) | Imperial Valley; Parachute Test Site | Control Bldg; ground level | 32.9293 | -115.7008 | Etna | 2029 | USGS |  | CISN
5052 | CA(S) | Plaster City; Warehouse | Highway 80; ground level | 32.792 | -115.8572 | Etna | 2026 | USGS |  | CISN
5053 | CA(S) | Calexico; Fire Station | Fifth St; ground level | 32.6695 | -115.4925 | K2 | 529 | USGS | DU | CISN
5054 | CA(S) | Bond's Corner; Omlin Res. | Highway 98; maint. shop; ground level | 32.6932 | -115.3382 | Etna | 2052 | USGS | DU | CISN
5054 | CA(S) | Bond's Corner; Omlin Res. | Highway 98; t-hut; ground level | 32.6932 | -115.3382 | SMA1 | 3822 | USGS |  | CISN
5055 | CA(S) | Holtville; Post Office | Fern St; ground level | 32.812 | -115.377 | Etna | 2037 | USGS | DU | CISN
5056 | CA(S) | El Centro; Array 01, Borchard Ranch | Green Rd; ground level | 32.9599 | -115.3202 | Etna | 2051 | USGS |  | CISN
5057 | CA(S) | El Centro; Array 03, Pine Union School | Holt Rd; ground level | 32.8942 | -115.3815 | Etna | 2043 | USGS |  | CISN
5058 | CA(S) | El Centro; Array 11, McCabe School | McCabe Rd; ground level | 32.752 | -115.594 | Etna | 2010 | USGS | DU | CISN
5060 | CA(S) | Brawley; Airport Hangar | Ken Bemis Dr; ground level | 32.991 | -115.5128 | K2 | 523 | USGS | DU | CISN
5061 | CA(S) | Calipatria; Fire Station | Main St; ground level | 33.1266 | -115.5159 | Etna | 2053 | USGS | DU | CISN
5062 | CA(S) | Salton Sea; Wildlife Refuge | West Sinclair Rd; ground level | 33.1774 | -115.6156 | K2 | 546 | USGS | RT | CISN
5068 | CA(S) | Thousand Palms; Post Office | Ramon Rd; ground level | 33.82 | -116.40 | SMA1 | 5304 | USGS |  | CISN
5069 | CA(S) | Fun Valley; Reservoir Water Tank | Dillon Rd; ground level | 33.925 | -116.389 | K2 | 525 | USGS |  | CISN
5071 | CA(S) | Morongo Valley; Fire Station | Ocotillo St; ground level | 34.049 | -116.578 | K2 | 544 | USGS | DU | CISN
5072 | CA(S) | Whitewater Canyon; Whitewater Trout Farm | Storage room; ground level | 33.99 | -116.656 | Etna | 1405 | USGS | DU | CISN
5073 | CA(S) | Cabazon; Post Office | Ramona St; ground level | 33.918 | -116.782 | K2 | 587 | USGS | DU | CISN
5075 | CA(S) | Forest Falls; Post Office | Forest Home Blvd; ground level | 34.088 | -116.919 | Etna | 1436 | USGS | DU | CISN
5076 | CA(S) | Mentone; Mill Creek Ranger Station | Mill Creek Rd; ground level | 34.079 | -117.045 | Etna | 1434 | USGS | DU | CISN
5080 | CA(S) | Malibu; Monte Nido Fire Station | Malibu Canyon Rd; ground level | 34.078 | -118.694 | K2 | 543 | USGS |  | CISN
5081 | CA(S) | Malibu; Topanga Canyon Fire Station | Topanga Canyon Rd; ground level | 34.084 | -118.600 | K2 | 516 | USGS | RT | CISN
5082 | CA(S) | Los Angeles; Wadsworth VA Hospital | Main Bldg, 9-ch array; 6-story | 34.0527 | -118.4529 | K2 | 2167 | VA |  | CISN
5082 | CA(S) | Los Angeles; Wadsworth VA Hospital | North freefield; T-hut; ground | 34.0544 | -118.4541 | SMA1 | 4980 | VA |  | CISN
5082 | CA(S) | Los Angeles; Wadsworth VA Hospital | South freefield; T-hut; ground | 34.0497 | -118.4493 | SMA1 | 1630 | VA |  | CISN
5106 | CA(S) | Long Beach; VA Hospital | Bldg 126; 15-ch + freefield; 11-story | 33.778 | -118.118 | MW | 158 | VA | DU | CISN
5106 | CA(S) | Long Beach; VA Hospital | Bldg 126; 18-ch; 11-story | 33.778 | -118.118 | MW | 157 | VA | DU | CISN
5106 | CA(S) | Long Beach; VA Hospital | Freefield Site; ground level | 33.78 | -118.12 | SMA1 | 1731 | USGS |  | CISN
5108 | CA(S) | Canoga Park; Santa Susana, Ground Station (ETEC) | Canoga Ave; ground level | 34.232 | -118.710 | SMA1 | 1280 | USGS |  | CISN
5129 | CA(S) | Los Angeles; Bell Postal Facility | Bandini Blvd; ground level | 33.996 | -118.162 | SMA1 | 1295 | USGS |  | CISN
5157 | CA(S) | Cranston; Forest-Fire Station | Hiway 74; ground level | 33.738 | -116.838 | Etna | 2006 | USGS |  | CISN
5158 | CA(S) | El Centro; Array 06, Pitchie Residence | Huston Rd; ground level | 32.839 | -115.487 | SMA1 | 1426 | USGS |  | CISN
5160 | CA(S) | Anza; Fire Station | Highway 371; ground level | 33.5558 | -116.6745 | K2 | 605 | USGS |  | CISN
5161 | CA(S) | Highland; Fire Station No. 8 | Highland Ave; ground level | 34.136 | -117.213 | Etna | 1982 | USGS | DU | CISN
5162 | CA(S) | Mentone; Fire Station No. 9 | Crafton Ave; ground level | 34.067 | -117.117 | Etna | 1417 | USGS | DU | CISN
5164 | CA(S) | LaVerne; Weymouth Filtration Plant | Abutment; Chemical Bldg; ground level | 34.1142 | -117.7792 | Etna | 1923 | MWD |  | CISN
5164 | CA(S) | LaVerne; Weymouth Filtration Plant | East Water Tank; top level | 34.1144 | -117.7794 | Etna | 1927 | MWD |  | CISN
5165 | CA(S) | El Centro; Differential Array | Dogwood Rd | 32.797 | -115.536 | Etna | 2040 | USGS | DU | CISN
5220 | CA(S) | Borrego Springs; Scripps Clinic | Yaqui Pass (Rams Hill) Rd; ground level | 33.194 | -116.329 | Etna | 2046 | USGS | DU | CISN
5221 | CA(S) | Chihuahua Valley; Private Residence | Garage; ground level | 33.38 | -116.68 | SMA1 | 2030 | USGS |  | CISN
5222 | CA(S) | Anza; Tripp Flats | Tripp Flats Rd; ground level | 33.6022 | -116.7557 | K2 | 2139 | USGS | DU | CISN
5223 | CA(S) | Mountain Center; Pine Meadows Ranch | Hiway 74; ground level | 33.578 | -116.590 | Etna | 2044 | USGS |  | CISN
5229 | CA(S) | Loma Linda; VA Hospital | Benton St; pipe basement; 4-story | 34.0507 | -117.2508 | Etna | 4019 | VA | DU | CISN
5229 | CA(S) | Loma Linda; VA Hospital, South Freefield | Benton St; ground level | 34.048 | -117.251 | SMA1 | 4234 | USGS |  | CISN
5230 | CA(S) | Rarick Springs | Highway 74; ground level | 33.568 | -116.510 | SMA1 | 1893 | USGS |  | CISN
5231 | CA(S) | Tule Canyon; Anza Array | Gerrie Lane; ground level | 33.4593 | -116.6442 | SMA1 | 1895 | USGS |  | CISN
5232 | CA(S) | Idyllwild; Keenwild Fire Station | Hiway 243; ground level | 33.7077 | -116.7174 | K2 | 604 | USGS | DU | CISN
5233 | CA(S) | Los Angeles; 1100 Wilshire | Wilshire Blvd; basement NE | 34.052 | -118.260 | SMA1 | 6064 | USGS |  | CISN
5233 | CA(S) | Los Angeles; 1100 Wilshire | Wilshire Blvd; basement NW | 34.052 | -118.260 | SMA1 | 6063 | USGS |  | CISN
5233 | CA(S) | Los Angeles; 1100 Wilshire | Wilshire Blvd; basement SE | 34.052 | -118.260 | SMA1 | 6065 | USGS |  | CISN
5233 | CA(S) | Los Angeles; 1100 Wilshire | Wilshire Blvd; bldg array; 12-ch; | 34.052 | -118.260 | CRA1 | 270 | USGS |  | CISN
5235 | CA(S) | Riverside; Santa Ana River Bridge | North Abutment; Recorder Bldg; ground level | 33.9696 | -117.4482 | SMA1 | 267 | MWD |  | CISN
5235 | CA(S) | Riverside; Santa Ana River Bridge | Pipeline Bridge; Structure Array; 12-ch | 33.9696 | -117.4482 | CRA1 | 310 | MWD |  | CISN
5239 | CA(S) | Norwalk; 12440 Imperial Highway | Imperial Hwy; basement | 33.917 | -118.067 | K2 | 539 | USGS |  | CISN
5239 | CA(S) | Norwalk; 12440 Imperial Highway | Imperial Hwy; north ground site | 33.917 | -118.066 | Etna | 1428 | USGS |  | CISN
5239 | CA(S) | Norwalk; 12440 Imperial Highway | Imperial Hwy; south ground site | 33.915 | -118.066 | K2 | 591 | USGS |  | CISN
5239 | CA(S) | Norwalk; 12440 Imperial Highway | Imperial Hwy; structure array 1 | 33.917 | -118.067 | K2 | 1355 | USGS |  | CISN
5239 | CA(S) | Norwalk; 12440 Imperial Highway | Imperial Hwy; structure array 2 | 33.917 | -118.067 | K2 | 1579 | USGS |  | CISN
5241 | CA(S) | Cahuilla Valley; Fire Station | Lake Riverside Estates; ground level | 33.512 | -116.798 | Etna | 2048 | USGS |  | CISN
5243 | CA(S) | Hawthorne; FAA Bldg | Aviation Blvd; ground level; 7-story | 33.896 | -118.377 | K2 | 579 | USGS | DU | CISN
5245 | CA(S) | San Bernardino; County Services Center | N. Arrowhead Ave; basement (SW); 5-story | 34.1061 | -117.2887 | Etna | 1980 | USGS |  | CISN
5245 | CA(S) | San Bernardino; County Services Center | N. Arrowhead Ave; reference station (East) | 34.1072 | -117.2875 | SMA1 | 4904 | USGS |  | CISN
5245 | CA(S) | San Bernardino; County Services Center | N. Arrowhead Ave; structure array (18-ch); 5-story | 34.1065 | -117.2885 | K2 | 1578 | USGS |  | CISN
5246 | CA(S) | Newport Beach; 840 Twin Towers | Newport Center Dr; bldg. array; 10-story | 33.618 | -117.878 | K2 | 1036 | USGS |  | CISN
5265 | CA(S) | Devore; Devore Water Company | Kenwood Ave; ground level | 34.235 | -117.407 | K2 | 514 | USGS | DU | CISN
5268 | CA(S) | Rialto; Rialto Fire Station No. 202 | North Riverside Ave; ground level | 34.134 | -117.368 | SMA1 | 1082 | USGS |  | CISN
5270 | CA(S) | Mecca; Fire Station | Fourth St; ground level | 33.572 | -116.076 | K2 | 526 | USGS | DU | CISN
5271 | CA(S) | Bombay Beach; Fire Station | Third St; ground level | 33.3527 | -115.733 | K2 | 542 | USGS | RT | CISN
5272 | CA(S) | Imperial Valley; Midway Well | Interstate 8 at Highway 98; ground level | 32.708 | -115.092 | K2 | 512 | USGS |  | CISN
5273 | CA(S) | Seeley; Elementary School | Rio Vista Ave; ground level | 32.7948 | -115.6912 | Etna | 2049 | USGS |  | CISN
5274 | CA(S) | Imperial Valley; Superstition Mtn Base | T-hut; ground level | 32.9625 | -115.8147 | SMA1 | 1465 | USGS |  | CISN
5275 | CA(S) | Mills Filter Plant | Ground | 33.9201 | -117.3208 | Etna | 1944 | MWD |  | CISN
5276 | CA(S) | Parker Dam; Gene Wash Dam | Field Headquarters; crest | 34.3 | -114.166 | Etna | 1928 | MWD |  | CISN
5281 | CA(S) | Irvine; Brinderson Tower No. 2 | MacArthur Blvd; basement; 3-ch; 14-story | 33.6559 | -117.8598 | SMA1 | 4223 | USGS |  | CISN
5281 | CA(S) | Irvine; Brinderson Tower No. 2 | MacArthur Blvd; bldg array; 12-ch; 14-story | 33.6559 | -117.8598 | K2 | 1034 | USGS |  | CISN
5282 | CA(S) | Wrightwood; Post Office | Highway 2; ground Level | 34.36 | -117.628 | K2 | 513 | USGS | DU | CISN
5284 | CA(S) | Los Angeles; Lowe Residence | Purdue Avenue; 1st level | 34.04 | -118.445 | SMA1 | 2019 | USGS |  | CISN
5284 | CA(S) | Los Angeles; Lowe Residence | Purdue Avenue; 3rd level | 34.04 | -118.445 | SMA1 | 929 | USGS |  | CISN
5284 | CA(S) | Los Angeles; Lowe Residence | Purdue Avenue; basement | 34.04 | -118.445 | SMA1 | 3914 | USGS |  | CISN
5285 | CA(S) | Corona Del Mar; Oasis Senior Center | Marguerite Ave; ground level | 33.585 | -117.866 | K2 | 1851 | USGS | DU | CISN
5286 | CA(S) | Costa Mesa; Fire Station No. 4 | Placentia Ave; ground level | 33.658 | -117.931 | K2 | 518 | USGS | DU | CISN
5287 | CA(S) | Costa Mesa; Orange Co. Airport Fire Station | Paularino Ave; ground level | 33.677 | -117.869 | K2 | 520 | USGS | DU | CISN
5288 | CA(S) | Huntington Beach; Springdale | Springdale Ave; ground level | 33.697 | -118.023 | SMA1 | 1128 | USGS |  | CISN
5289 | CA(S) | San Jacinto; MWD West Portal | Soboba Rd; ground level | 33.822 | -116.968 | K2 | 602 | USGS | DU | CISN
5294 | CA(S) | Indio; Jackson Road | Jackson Rd; ground level | 33.747 | -116.215 | K2 | 532 | USGS | DU | CISN
5295 | CA(S) | North Palm Springs; Fire Station No. 36 | Dillion Rd; ground level | 33.925 | -116.548 | K2 | 534 | USGS | DU | CISN
5296 | CA(S) | Pasadena; USGS/NSMP Office | South Wilson Ave; ground level | 34.1367 | -118.1285 | K2 | 155 | USGS |  | CISN
5297 | CA(S) | Arcadia; Chantry Flat Forest Station | Foothill Blvd; heliport garage | 34.2 | -118.02 | K2 | 1351 | USGS |  | CISN
5297 | CA(S) | Arcadia; Chantry Flat Forest Station | Foothill Blvd; landslide array | 34.2 | -118.02 | K2 | 541 | USGS |  | CISN
5300 | CA(S) | Redlands; Seven Oaks Dam | Santa Ana Cyn; 6-ch w/downhole | 34.1105 | -117.0986 | K2 | 1421 | ACOE | DU | CISN
5300 | CA(S) | Redlands; Seven Oaks Dam | Santa Ana Cyn; dam; 18-ch array | 34.117 | -117.098 | MW | 194 | ACOE | DU | CISN
5324 | CA(S) | Lakeview; San Jacinto Wildlife Area | Calif Dept of Fish & Game; ground level | 33.856 | -117.114 | Etna | 2041 | USGS |  | CISN
5326 | CA(S) | San Bernardino; FS No. 01 | East Third St; ground level | 34.105 | -117.281 | Etna | 1978 | USGS |  | CISN
5327 | CA(S) | San Bernardino; FS No. 07 | West 40th St; ground level | 34.165 | -117.288 | K2 | 536 | USGS | DU | CISN
5328 | CA(S) | San Bernardino; Montecito Memorial Park | Waterman Ave; ground level | 34.047 | -117.277 | K2 | 599 | USGS | DU | CISN
5329 | CA(S) | San Bernardino; FS No. 11 | East Vanderbilt Wy; ground level | 34.069 | -117.275 | K2 | 548 | USGS | DU | CISN
5330 | CA(S) | San Bernardino; FS No. 09 | North Meridian Ave; ground level | 34.103 | -117.349 | Etna | 1979 | USGS | DU | CISN
5331 | CA(S) | San Bernardino; Del Rosa Work Station | Quail Canyon Rd; ground level | 34.1663 | -117.2512 | Etna | 2008 | USGS | DU | CISN
5336 | CA(S) | San Bernardino; Serrano School | East Piedmont Dr; ground level | 34.145 | -117.219 | Etna | 2009 | USGS | DU | CISN
5337 | CA(S) | San Bernardino; FS No. 04 | North 'E' St; ground level | 34.14 | -117.294 | Etna | 2583 | USGS | DU | CISN
5339 | CA(S) | San Bernardino; FS No. 10 | South Arrowhead Ave; ground level | 34.091 | -117.289 | K2 | 584 | USGS | DU | CISN
5341 | CA(S) | Colton; Kaiser Medical Clinic | South Cooley Dr; ground level | 34.058 | -117.305 | Etna | 1983 | USGS | DU | CISN
5371 | CA(S) | San Bernardino; North Verdemont School | Meyers Rd; ground level | 34.205 | -117.365 | Etna | 1995 | USGS | DU | CISN
5372 | CA(S) | Idyllwild; Kenworthy Fire Station | Morris Ranch Rd; ground level | 33.6159 | -116.6212 | Etna | 2047 | USGS |  | CISN
5373 | CA(S) | San Bernardino; Lincoln School | West 13th St; ground level | 34.123 | -117.287 | Etna | 2013 | USGS | DU | CISN
5375 | CA(S) | Ocotillo Wells; Vehicle Recreation Area | Highway 78; ground level | 33.156 | -116.168 | K2 | 522 | USGS | DU | CISN
5396 | CA(S) | Los Angeles; Acosta Residence | La Calandria Wy; ground level | 34.072 | -118.176 | K2 | 517 | USGS | DU | CISN
5398 | CA(S) | Burbank; Burbank Airport Fire Station | Hollywood Way; ground level | 34.1949 | -118.3537 | K2 | 524 | USGS | RT | CISN
5399 | CA(S) | Los Angeles; LAX Fire Station No. 80 | Sepulveda Blvd; ground level | 33.943 | -118.411 | K2 | 581 | USGS | RT | CISN
5400 | CA(S) | Santa Fe Dam | Control Room | 34.113 | -117.969 | SAD | 28190 | ACOE |  | CISN
5401 | CA(S) | Fillmore; PacBell Facility | "A" St; ground level | 34.397 | -118.918 | K2 | 549 | USGS | RT | CISN
5402 | CA(S) | Beverly Hills; PacBell Facility | Foothill Rd; ground level | 34.076 | -118.395 | K2 | 586 | USGS | RT | CISN
5403 | CA(S) | Ventura; Oakview PacBell Facility | Old Grade Rd; ground level | 34.3968 | -119.2987 | K2 | 545 | USGS | RT | CISN
5404 | CA(S) | Calabasas; PacBell Facility | Park Sorrento; ground Level | 34.155 | -118.641 | K2 | 535 | USGS | RT | CISN
5405 | CA(S) | Los Angeles; UCLA Factor Bldg | Circle Drive S; 72-structure array 1; 15-story | 34.066 | -118.441 |  |  | USGS |  | CISN
5406 | CA(S) | Northridge; CSU Northridge, Eng. Bldg | Nordhoff St; structure array; 4-story | 34.2411 | -118.529 | K2 | 611 | USGS | DU | CISN
5407 | CA(S) | Pasadena; Millikan Library | S. Wilson Ave; structure array 1; 9-story | 34.137 | -118.126 | MW | 133 | USGS | DU | CISN
5407 | CA(S) | Pasadena; Millikan Library | S. Wilson Ave; structure array 2; 9-story | 34.137 | -118.126 | MW | 134 | USGS | DU | CISN
5409 | CA(S) | Lytle Creek; Fire Station | Lytle Creek Cyn Rd; ground level | 34.233 | -117.482 | K2 | 588 | USGS | DU | CISN
5410 | CA(S) | Pasadena; JPL Bldg 179 | Oak Grove Dr; high bay; structure array east | 34.199 | -118.173 | K2 | 1098 | JPL |  | CISN
5410 | CA(S) | Pasadena; JPL Bldg 179 | Oak Grove Dr; low bay; structure array west | 34.199 | -118.173 | K2 | 1099 | JPL |  | CISN
5411 | CA(S) | Torrance; Fire Station No. 1 | Crenshaw Blvd; ground level | 33.831 | -118.329 | K2 | 606 | USGS | DU | CISN
5412 | CA(S) | Pasadena; JPL Bldg 230 | Oak Grove Dr; structure array; 4-story | 34.2 | -118.174 | MW | 178 | JPL |  | CISN
5413 | CA(S) | Imperial; Imperial County Landfill | Dogwood Rd; ground level | 32.8616 | -115.5269 | Etna | 1562 | ICL |  | CISN
5414 | CA(S) | Pasadena; JPL Bldg 302 | Oak Grove Dr; structure array; 3-story | 34.201 | -118.169 | K2 | 1532 | JPL |  | CISN
5415 | CA(S) | Pasadena; JPL Bldg 180 | Oak Grove Dr; structure array; 9-story | 34.2 | -118.175 | MW | 183 | JPL |  | CISN
5416 | CA(S) | Pasadena; JPL Bldg 144 | Oak Grove Dr; structure array; multi-bays | 34.202 | -118.174 | K2 | 1533 | JPL |  | CISN
5419 | CA(S) | China Lake; Naval Weapons Center | Highway 178; ground level | 35.6491 | -117.6618 | Etna | 2609 | USGS |  | CISN
5420 | CA(S) | Frazier Park; Post Office | Interstate 5; ground level | 34.812 | -118.945 | Etna | 2611 | USGS | DU | CISN
5421 | CA(S) | Los Angeles; Mullholland Fire Station No. 109 | Mullholland Dr (at Fwy 405); ground level | 34.1307 | -118.4921 | Etna | 2588 | USGS | DU | CISN
5422 | CA(S) | Van Nuys; Fire Station No. 39 | Sylvan St; City Center; ground level | 34.1851 | -118.447 | Etna | 2591 | USGS | DU | CISN
5423 | CA(S) | Sylmar; Fire Station No. 91 | Polk St; ground level | 34.3088 | -118.4479 | Etna | 2582 | USGS | DU | CISN
5424 | CA(S) | Reseda; Fire Station No. 100 | Louise Ave; ground level | 34.193 | -118.5103 | Etna | 2595 | USGS | DU | CISN
5425 | CA(S) | Granada Hills; Porter Ranch Fire Station No. 8 | Tampa Ave; ground level | 34.2772 | -118.5597 | Etna | 2601 | USGS | DU | CISN
5426 | CA(S) | Granada Hills; Knollwood Fire Station No. 18 | Balboa Blvd; ground level | 34.2897 | -118.5011 | Etna | 2599 | USGS | DU | CISN
5427 | CA(S) | Tarzana; Fire Station No. 93 | Ventura Blvd; ground level | 34.1729 | -118.5493 | Etna | 2586 | USGS | DU | CISN
5428 | CA(S) | Chatsworth; Fire Station No. 96 | Marilla St; ground level | 34.2474 | -118.6034 | Etna | 2592 | USGS | DU | CISN
5429 | CA(S) | Compton; Cressey Park Fire Station No. 3 | Rosecrans Ave; ground level | 33.904 | -118.2455 | Etna | 2590 | USGS | DU | CISN
5430 | CA(S) | Oceanside; Fire Station No. 1 | Pier View Ave; ground level | 33.1983 | -117.3782 | Etna | 2585 | USGS | DU | CISN
5431 | CA(S) | Thousand Oaks; Fire Station No. 34 | Avenida de los Arboles; ground level | 34.2186 | -118.868 | Etna | 2603 | USGS | DU | CISN
5432 | CA(S) | Simi Valley; Fire Station No. 45 | Pacific Ave; ground level | 34.2694 | -118.7827 | Etna | 2600 | USGS | DU | CISN
5433 | CA(S) | Pasadena; JPL Bldg 150 | Oak Grove Dr; structure array | 34.2025 | -118.1738 | MW | 219 | JPL |  | CISN
5434 | CA(S) | Malibu; Los Angeles Fire Station No. 72 | Encinal Rd; ground level | 34.0848 | -118.8638 | Etna | 2589 | USGS | DU | CISN
5435 | CA(S) | Sky Valley; Fire Station No. 56 | Dillon Rd; ground level | 33.9168 | -116.3898 | Etna | 1433 | USGS | DU | CISN
5436 | CA(S) | Pasadena; JPL Bldg 264 | Oak Grove Dr; structure array; 8-story | 34.2001 | -118.1735 | K2 | 1933 | JPL |  | CISN
5437 | CA(S) | Pasadena; JPL Bldg 310 | Oak Grove Dr; fire station; ground level | 34.2015 | -118.1723 | Etna | 2936 | JPL |  | CISN
5438 | CA(S) | San Bernardino; Valley College Observatory | South Mt Vernon Ave | 34.0869 | -117.3114 | K2 | 2003 | USGS | DU | CISN
5439 | CA(S) | Los Angeles; MWD Headquarters Bldg | N. Alameda St; 6th level | 34.0545 | -118.2365 | Etna | 1317 | MWD |  | CISN
5439 | CA(S) | Los Angeles; MWD Headquarters Bldg | N. Alameda St; P2 (basement-level) parking | 34.0545 | -118.2365 | Etna | 1316 | MWD |  | CISN
5439 | CA(S) | Los Angeles; MWD Headquarters Bldg | N. Alameda St; roof (13th) level | 34.0545 | -118.2365 | Etna | 1318 | MWD |  | CISN
5440 | CA(S) | San Diego; VA Hospital | Jolla Village Dr; Bldg 16; ground level | 32.8751 | -117.2298 | Etna | 4025 | VA | DU | CISN
5441 | CA(S) | Moreno Valley; MWD Pipeline | Freefield; ground level | 33.9337 | -117.1277 | K2 | 2195 | MWD |  | CISN
5441 | CA(S) | Moreno Valley; MWD Pipeline | Inlet Feeder Hatch; 14 m below surface | 33.9351 | -117.1277 | K2 | 2196 | MWD |  | CISN
5442 | CA(S) | Oak Glen | Christian Conference Center; ground level | 34.0491 | -116.9403 | K2 | 2199 | USGS |  | CISN
5444 | CA(S) | Thermal; Office Storage Room | Buchanan St; ground level | 33.6346 | -116.0953 | K2 | 2137 | USGS |  | CISN
5445 | CA(S) | Wheeler Ridge; SoCal Gas Company | Highway 166; Valve Switch Yard; ground level | 35.0613 | -119.0279 | K2 | 2197 | USGS | RT | CISN
5446 | CA(S) | Irvine; UC Irvine, IT Bldg | Engineering Court; bldg array; 10-ch; 4-story | 33.6427 | -117.8411 | K2 | 1577 | USGS |  | CISN
5446 | CA(S) | Irvine; UC Irvine, IT Bldg | Engineering Court; bldg array; 10-ch; 4-story | 33.6427 | -117.8411 | K2 | 2145 | USGS |  | CISN
5446 | CA(S) | Irvine; UC Irvine, IT Bldg | Engineering Court; bldg array; 11-ch; 4-story | 33.6427 | -117.8411 | K2 | 669 | USGS |  | CISN
5446 | CA(S) | Irvine; UC Irvine, IT Bldg | Engineering Court; bldg array; 12-ch; 4-story | 33.6427 | -117.8411 | K2 | 556 | USGS |  | CISN
5449 | CA(S) | Santa Ana; Federal Building | Civic Center Plaza; structure array 1 (12-ch); 9-story |  |  | K2 | 2437 | USGS |  | CISN
5449 | CA(S) | Santa Ana; Federal Building | Civic Center Plaza; structure array 2 (12-ch); 9-story |  |  | K2 | 2438 | USGS |  | CISN
7000 | WA | Vancouver; VA Hospital | Bldg 17, Maint Shop, Comm Rm; ground level; 2-story | 45.6377 | -122.6537 | Etna | 4014 | VA | DU | PNW
7004 | OR | Willow Creek Dam | Left Abutment | 45.3465 | -119.5475 | SMA1 | 4975 | ACOE |  | PNW
7004 | OR | Willow Creek Dam | Crest | 45.3469 | -119.5447 | SMA1 | 4976 | ACOE |  | PNW
7004 | OR | Willow Creek Dam | Lower Gallery | 45.3469 | -119.5447 | SMA1 | 4974 | ACOE |  | PNW
7005 | OR | The Dalles Dam | Lower Gallery (spillway) | 45.6138 | -121.1337 | SMA1 | 6070 | ACOE |  | PNW
7005 | OR | The Dalles Dam | Upper Gallery (spillway) | 45.6138 | -121.1337 | SMA1 | 6079 | ACOE |  | PNW
7005 | OR | The Dalles Dam | Downstream | 45.6138 | -121.1399 | SMA1 | 6072 | ACOE |  | PNW
7005 | OR | The Dalles Dam | Lower Gallery (closure dam) | 45.6202 | -121.1202 | SMA1 | 6069 | ACOE |  | PNW
7006 | OR | John Day Dam | Downstream (right abutment) | 45.7184 | -120.6997 | SMA1 | 6071 | ACOE |  | PNW
7006 | OR | John Day Dam | Powerhouse, Lower (left) Gallery | 45.7116 | -120.6888 | SMA1 | 6068 | ACOE |  | PNW
7006 | OR | John Day Dam | Spillway, Lower Gallery | 45.7161 | -120.6936 | SMA1 | 6067 | ACOE |  | PNW
7006 | OR | John Day Dam | Spillway, Upper Gallery | 45.7161 | -120.6936 | SMA1 | 6066 | ACOE |  | PNW
7007 | WA | Toutle River Dam | Crest | 46.3618 | -122.5523 | SMA1 | 6815 | ACOE |  | PNW
7007 | WA | Toutle River Dam | Downstream | 46.3644 | -122.5533 | SMA1 | 6817 | ACOE |  | PNW
7007 | WA | Toutle River Dam | Downstream (left abutment) | 46.3662 | -122.5597 | SMA1 | 6818 | ACOE |  | PNW
7007 | WA | Toutle River Dam | Left abutment | 46.3601 | -122.5552 | SMA1 | 6814 | ACOE |  | PNW
7007 | WA | Toutle River Dam | Mid-Dam | 46.3625 | -122.553 | SMA1 | 6816 | ACOE |  | PNW
7008 | WA | Olympia; Halverson Residence | Dublin Dr NW; ground level | 47.125 | -122.929 | SMA1 | 5121 | USGS |  | PNW
7009 | WA | Ice Harbor Dam | Crest, Upper Gallery | 46.249 | -118.880 | K2 | 1163 | ACOE | DU | PNW
7009 | WA | Ice Harbor Dam | Lower Gallery | 46.249 | -118.880 | K2 | 1164 | ACOE |  | PNW
7010 | WA | Seattle; Crowne Plaza Hotel | Sixth Ave; 12-ch array; 34-story | 47.608 | -122.331 | K2 | 1032 | USGS |  | PNW
7010 | WA | Seattle; Crowne Plaza Hotel | Sixth Ave; basement triaxial; 34-story | 47.608 | -122.331 | Etna | 3994 | USGS |  | PNW
7011 | OR | McNary Dam | Crest | 45.9314 | -119.2966 | K2 | 1079 | ACOE | DI | PNW
7011 | OR | McNary Dam | Powerhouse Lower Gallery | 45.936 | -119.298 | K2 | 947 | ACOE |  | PNW
7011 | OR | McNary Dam | Powerhouse Upper Gallery | 45.936 | -119.298 | K2 | 946 | ACOE |  | PNW
7013 | OR | Portland; Clackamus Hwy | Pacific Hwy; OC #9669A; 12-ch, array 1 | 45.45 | -122.64 | SSA2 | 203 | ODOT |  | PNW
7013 | OR | Portland; Clackamus Hwy | Pacific Hwy; OC #9669A; 12-ch, array 2 | 45.45 | -122.64 | SSA2 | 204 | ODOT |  | PNW
7013 | OR | Portland; Clackamus Hwy | Pacific Hwy; OC #9669A; 12-ch, array 3 | 45.45 | -122.64 | SSA2 | 206 | ODOT |  | PNW
7013 | OR | Portland; Clackamus Hwy | Pacific Hwy; OC #9669A; 12-ch, array 4 | 45.45 | -122.64 | SSA2 | 207 | ODOT |  | PNW
7015 | WA | Olympia; DNR Bldg Array | Washington St; 17-ch array; 7-story | 47.038 | -122.897 | MW | 141 | WDNR | DU | PNW
7016 | OR | Klamath Falls; Klamath River OC | Dalles-Calif. Hwy; OC #1895A; 13-ch, array 1 | 42.175 | -121.799 | SSA2 | 2219 | ODOT |  | PNW
7016 | OR | Klamath Falls; Klamath River OC | Dalles-Calif. Hwy; OC #1895A; 13-ch, array 2 | 42.175 | -121.799 | SSA2 | 2220 | ODOT |  | PNW
7016 | OR | Klamath Falls; Klamath River OC | Dalles-Calif. Hwy; OC #1895A; 13-ch, array 3 | 42.175 | -121.799 | SSA2 | 2221 | ODOT |  | PNW
7016 | OR | Klamath Falls; Klamath River OC | Dalles-Calif. Hwy; OC #1895A; 13-ch, array 4 | 42.175 | -121.799 | SSA2 | 2222 | ODOT |  | PNW
7016 | OR | Klamath Falls; Klamath River OC | Dalles-Calif. Hwy; OC #1895A; 13-ch, array 5 | 42.175 | -121.799 | SSA2 | 2223 | ODOT |  | PNW
7017 | OR | Portland; Marquam Bridge | Pacific Hwy; OC #8328D; 27-ch, array 1 | 45.51 | -122.67 | SSA2 | 2240 | ODOT |  | PNW
7017 | OR | Portland; Marquam Bridge | Pacific Hwy; OC #8328D; 27-ch, array 2 | 45.51 | -122.67 | SSA2 | 2241 | ODOT |  | PNW
7017 | OR | Portland; Marquam Bridge | Pacific Hwy; OC #8328D; 27-ch, array 3 | 45.51 | -122.67 | SSA2 | 2242 | ODOT |  | PNW
7017 | OR | Portland; Marquam Bridge | Pacific Hwy; OC #8328D; 27-ch, array 4 | 45.51 | -122.67 | SSA2 | 2243 | ODOT |  | PNW
7017 | OR | Portland; Marquam Bridge | Pacific Hwy; OC #8328D; 27-ch, array 5 | 45.51 | -122.67 | SSA2 | 2244 | ODOT |  | PNW
7017 | OR | Portland; Marquam Bridge | Pacific Hwy; OC #8328D; 27-ch, array 6 | 45.51 | -122.67 | SSA2 | 2245 | ODOT |  | PNW
7017 | OR | Portland; Marquam Bridge | Pacific Hwy; OC #8328D; 27-ch, array 7 | 45.51 | -122.67 | SSA2 | 2246 | ODOT |  | PNW
7017 | OR | Portland; Marquam Bridge | Pacific Hwy; OC #8328D; 27-ch, array 8 | 45.51 | -122.67 | SSA2 | 2247 | ODOT |  | PNW
7017 | OR | Portland; Marquam Bridge | Pacific Hwy; OC #8328D; 27-ch, array 9 | 45.51 | -122.67 | SSA2 | 2248 | ODOT |  | PNW
7018 | OR | Portland; Morrison Ramp | Pacific Hwy; OC #8589B-A; 13-ch, array 1 | 45.518 | -122.67 | SSA2 | 1724 | ODOT |  | PNW
7018 | OR | Portland; Morrison Ramp | Pacific Hwy; OC #8589B-A; 13-ch, array 2 | 45.518 | -122.67 | SSA2 | 1725 | ODOT |  | PNW
7018 | OR | Portland; Morrison Ramp | Pacific Hwy; OC #8589B-A; 13-ch, array 3 | 45.518 | -122.67 | SSA2 | 1726 | ODOT |  | PNW
7018 | OR | Portland; Morrison Ramp | Pacific Hwy; OC #8589B-A; 13-ch, array 4 | 45.518 | -122.67 | SSA2 | 1727 | ODOT |  | PNW
7019 | OR | Portland; Terwilliger Blvd | Pacific Hwy; OC #17064/17176; 15-ch, array 1 | 45.47 | -122.685 | SSA2 | 1743 | ODOT |  | PNW
7019 | OR | Portland; Terwilliger Blvd | Pacific Hwy; OC #17064/17176; 15-ch, array 2 | 45.47 | -122.685 | SSA2 | 1744 | ODOT |  | PNW
7019 | OR | Portland; Terwilliger Blvd | Pacific Hwy; OC #17064/17176; 15-ch, array 3 | 45.47 | -122.685 | SSA2 | 1745 | ODOT |  | PNW
7019 | OR | Portland; Terwilliger Blvd | Pacific Hwy; OC #17064/17176; 15-ch, array 4 | 45.47 | -122.685 | SSA2 | 1746 | ODOT |  | PNW
7019 | OR | Portland; Terwilliger Blvd | Pacific Hwy; OC #17064/17176; 15-ch, array 5 | 45.47 | -122.685 | SSA2 | 1747 | ODOT |  | PNW
7021 | OR | Corvallis; Corvallis-Lebanon Hwy | Interstate 5; OC #8229B; 9-ch array | 44.555 | -123.061 | K2 | 422 | ODOT |  | PNW
7022 | OR | Coos Bay; Catching Slough Bridge | Coos River Hwy; OC #2278E; 21-ch, array 1 | 43.355 | -124.174 | SSA2 | 2281 | ODOT |  | PNW
7022 | OR | Coos Bay; Catching Slough Bridge | Coos River Hwy; OC #2278E; 21-ch, array 2 | 43.355 | -124.174 | SSA2 | 2282 | ODOT |  | PNW
7022 | OR | Coos Bay; Catching Slough Bridge | Coos River Hwy; OC #2278E; 21-ch, array 3 | 43.355 | -124.174 | SSA2 | 2283 | ODOT |  | PNW
7022 | OR | Coos Bay; Catching Slough Bridge | Coos River Hwy; OC #2278E; 21-ch, array 4 | 43.355 | -124.174 | SSA2 | 2284 | ODOT |  | PNW
7022 | OR | Coos Bay; Catching Slough Bridge | Coos River Hwy; OC #2278E; 21-ch, array 5 | 43.355 | -124.174 | SSA2 | 2285 | ODOT |  | PNW
7022 | OR | Coos Bay; Catching Slough Bridge | Coos River Hwy; OC #2278E; 21-ch, array 6 | 43.355 | -124.174 | SSA2 | 2286 | ODOT |  | PNW
7022 | OR | Coos Bay; Catching Slough Bridge | Coos River Hwy; OC #2278E; 21-ch, array 7 | 43.355 | -124.174 | SSA2 | 2287 | ODOT |  | PNW
7023 | OR | Roseburg; North Roseburg OC | Pacific Hwy; OC #17235; 12-ch array | 43.24 | -123.36 | K2 | 429 | ODOT |  | PNW
7024 | OR | Bend; Division St OC | Bend Parkway; OC No. 17329; 11-ch | 44.069 | -121.305 | K2 | 618 | ODOT |  | PNW
7025 | OR | Port Orford; Rocky Point Viaduct | Hwy 101; OC No. 7780A; 9-ch array | 42.719 | -124.465 | K2 | 420 | ODOT |  | PNW
7026 | WA | Stanwood; Camano Island Fire Station No. 1 | E. North Camano Dr; ground level | 48.2431 | -122.4546 | Etna | 3961 | USGS | DU | PNW
7027 | WA | Seattle; Fire Station No. 28 | South Rainier Ave; ground level | 47.5485 | -122.2764 | Etna | 3960 | USGS | DU | PNW
7028 | WA | Forks; La Push Coast Guard Station | Main St; ground level | 47.9136 | -124.6344 | Etna | 3958 | USGS | DU | PNW
7029 | WA | Port Townsend; Fort Worden State Park | Battery Wy; ground level | 48.134 | -122.766 | Etna | 1420 | USGS | DU | PNW
7030 | WA | Seattle; SeaTac Airport Fire Station | South 170th St; ground level | 47.4512 | -122.3022 | Etna | 1421 | USGS | DU | PNW
7031 | WA | Everett; Fire Station No. 2 | 16th St; ground level | 47.9966 | -122.1991 | Etna | 1418 | USGS | DU | PNW
7032 | WA | West Seattle; Fire Station No. 29 | Ferry Ave SW; ground level | 47.5844 | -122.3886 | Etna | 1416 | USGS | DU | PNW
7033 | WA | Anacortes; Fire Station | 13th St; ground level | 48.512 | -122.613 | Etna | 1419 | USGS | DU | PNW
7034 | WA | Bremerton; Fire Station No. 1 | Pacific Ave; ground level | 47.5692 | -122.6272 | Etna | 1422 | USGS | DU | PNW
7035 | WA | Aberdeen; Fire Station | West Market St; ground level | 46.972 | -123.826 | Etna | 1412 | USGS | DU | PNW
7036 | WA | Mill Creek Dam | Crest | 46.064 | -118.264 | K2 | 1165 | ACOE | DU | PNW
7037 | WA | Seattle; Ship Canal Locks | 54th St NW; basement level | 47.6655 | -122.3971 | Etna | 2147 | ACOE | DU | PNW
7038 | WA | Tumwater; Fire Station Hdqtrs | Israel Rd; ground level | 46.9842 | -122.9105 | Etna | 2012 | USGS | DU | PNW
7039 | WA | Quinault Lake; Ranger Station | South Shore Rd; ground level | 47.468 | -123.847 | Etna | 3965 | USGS | DU | PNW
7040 | WA | Port Gamble; Museum | Rainer Ave; ground level | 47.8559 | -122.584 | Etna | 2045 | USGS | DU | PNW
7041 | WA | Port Angeles; Fire Station | East 5th St; ground level | 48.1152 | -123.437 | Etna | 2581 | USGS | DU | PNW
7042 | WA | Vancouver; USGS, Cascades Volcano Observatory | SE Cardinal Ct, Bldg 10; ground level | 45.6113 | -122.496 | K2 | 1856 | USGS | DU | PNW
7043 | WA | Bellingham; Fire Station No. 2 | Harris Ave; ground level | 48.7196 | -122.4978 | K2 | 1857 | USGS | DU | PNW
7044 | WA | McChord AFB; Fire Station | Building 6; ground level | 47.1362 | -122.4822 | K2 | 1863 | USGS | DU | PNW
7045 | WA | Raymond; Fire Station | Commercial St; ground level | 46.6854 | -123.7336 | K2 | 1872 | USGS | DU | PNW
7046 | WA | Camp Murray | EMD, Building 20; seismic vault; ground level | 47.1201 | -122.5653 | K2 | 1462 | USGS | DU | PNW
7047 | WA | Boundary Dam | Crest; elevation 2005' | 48.987 | -117.3484 | Etna | 3641 | SCL |  | PNW
7047 | WA | Boundary Dam | Gallery; elevation 1832' | 48.987 | -117.3484 | Etna | 3642 | SCL |  | PNW
7047 | WA | Boundary Dam | Tunnel; elevation 1673' | 48.987 | -117.3484 | Etna | 3643 | SCL |  | PNW
7048 | WA | Seattle; VA Hospital | Energy Center Bldg, Transformer Rm; gnd level; 1-story | 47.5637 | -122.3063 | Etna | 4012 | VA | DU | PNW
7049 | WA | Walla Walla; VA Hospital | Main Hospital Bldg 85, sub level; Rm B102 | 46.052 | -118.3587 | Etna | 4163 | VA | DU | PNW
7201 | UT | West Jordan; Heartland Elementary School | W. 7000 South St; ground level | 40.623 | -111.9334 | K2 | 1565 | USGS | DU | IW
7202 | UT | Murray; Meadowbrook Golf Course | S. 1300 West St; ground level | 40.6821 | -111.9227 | Etna | 1415 | USGS |  | IW
7203 | UT | Salt Lake City; Bonneville Golf Course | Connor St; ground level | 40.7468 | -111.8271 | K2 | 1569 | USGS |  | IW
7204 | UT | Sandy; Alta View Clinic | W 1300 East St; basement | 40.579 | -111.854 | SMA1 | 5865 | USGS |  | IW
7205 | UT | Salt Lake City; Sunnyside Station | Michigan Ave; ground level | 40.747 | -111.813 | SMA1 | 5866 | USGS |  | IW
7206 | ID | Albeni Falls Dam | Powerhouse Communications Room | 48.1804 | -116.9984 | Etna | 2148 | ACOE | DU | IW
7207 | UT | Brigham City; Post Office | S. 100 West St; ground level | 41.51 | -112.0178 | Etna | 2598 | USGS | DU | IW
7208 | UT | Salt Lake City; I-80 Bridge, Downhole | I-80/SR201 Interchange; 12-ch downhole array | 40.723 | -111.907 | K2 | 2011 | BYU | DU | IW
7208 | UT | Salt Lake City; I-80 Bridge, Structure | I-80/SR201 Interchange; 9-ch, array 2 | 40.7219 | -111.9054 | K2 | 1656 | UDOT | DU | IW
7208 | UT | Salt Lake City; I-80 Bridge, Structure | I-80/SR201 Interchange; ff/9-ch, array 1 | 40.723 | -111.9071 | K2 | 1657 | UDOT | RT | IW
7209 | MT | Kalispell; County Justice Center | South Main St; ground level | 48.1897 | -114.311 | K2 | 1816 | USGS | DU | IW
7210 | MT | Missoula; Fire Station No. 1 | South Ave West; ground level | 46.8486 | -114.041 | K2 | 1811 | USGS | DU | IW
7211 | UT | Nephi; Post Office | North Main St; ground level | 39.7088 | -111.8359 | K2 | 1450 | USGS | DU | IW
7212 | UT | Ogden; Weber State University | Birch Ave; Annex 2; basement level | 41.1959 | -111.9417 | K2 | 1570 | USGS |  | IW
7213 | UT | Provo; Utah State Hospital | E. Center St; Support Services Bldg; ground level | 40.2353 | -111.6326 | Etna | 2594 | USGS | DU | IW
7214 | ID | Boise; Discovery Center | Myrtle St; ground level | 43.6085 | -116.1991 | K2 | 1780 | USGS | DU | IW
7215 | UT | Salt Lake City; Bennett Federal Bldg | S. State St; 11-ch array; 8-story bldg | 40.7665 | -111.8867 | K2 | 2175 | GSA | DU | IW
7216 | MT | Dillon; Univ. of Montana, Western | Physical plant; ground level | 45.2091 | -112.6381 | K2 | 1949 | USGS | DU | IW
7217 | ID | Boise; VA Hospital | Bldg 23; sub level | 43.6203 | -116.1883 | Etna | 4168 | VA | DU | IW
7218 | ID | Idaho Falls; BLM District Office | Hollipark Dr; ground level | 43.5087 | -112.0073 | K2 | 1953 | USGS | DU | IW
7220 | MT | West Yellowstone; Hebgen Lake Ranger Station | Gallatin Rd; ground level | 44.667 | -111.0991 | K2 | 2001 | USGS | DU | IW
7221 | ID | Pocatello; BLM Field Office | Cliffs Dr; ground level | 42.8347 | -112.4049 | K2 | 1959 | USGS | DU | IW
7223 | UT | St. George; Dixie College, Softball Field | 800 E., 400 S. Sts.; Electrical Room; ground level | 37.1003 | -113.5656 | Etna | 3996 | USGS/UGS | RT | IW
7224 | UT | Cedar City; So. Utah University | 300 S., 500 W. Sts; SUU Maint. Shop; ground level | 37.6725 | -113.0715 | Etna | 4368 | USGS | RT | IW
7225 | UT | Beaver; City Maintenance Yard | East 600 North; Shop area; ground level | 38.2835 | -112.6387 | Etna | 4370 | USGS/UGS | RT | IW
7226 | UT | Richfield; UDOT IT Radio Shop | 750 S., 100 W. Sts; Truck Bay; ground level | 38.7572 | -112.0877 | Etna | 1424 | USGS | RT | IW
7227 | UT | Gunnison; City Maintenance Yard | West Center St; storage shed; ground level | 39.1559 | -111.8195 | Etna | 4369 | USGS | RT | IW
7228 | UT | Nephi; Juab School Dist, Bldg and Grounds Facility | East 802 North; ground level | 39.7212 | -111.8248 | Etna | 2596 | USGS | RT | IW
7229 | UT | Santaquin; City Maintenance Shop | 400 W., 200 S. Sts.; E. wall of Shop; ground level | 39.9726 | -111.793 | Etna | 3993 | USGS/UGS | RT | IW
7231 | UT | Kearns; SLC Sheriff's Dept | 4250 W., 5415 S. Sts; Telecom Room, ground level | 40.6531 | -111.9924 | K2 | 1567 | USGS |  | IW
7232 | UT | Tremonton; City Parks & Rec Office | 614 N., 1000 W. Sts.; Storage Bay; ground level | 41.7188 | -112.1818 | Etna | 4362 | USGS/UGS | RT | IW
7402 | MO | Poplar Bluff; VA Hospital | N. Westwood Blvd; Bldg 8; engineering office | 36.7736 | -90.4168 | Etna | 4029 | VA | DU | MA
7403 | MO | St. Louis; Cochran VA Hospital | N. Grand Blvd; Bldg 6; garage, transformer rm | 38.6431 | -90.232 | Etna | 4171 | VA | DU | MA
7404 | TN | Memphis; VA Hospital | Jefferson St; Bldg ? | 35.1435 | -90.0257 | Etna | 4026 | VA | DU | MA
8000 | AK | Anchorage; Old Fire Station No. 2 | Hollywood Ave; basement | 61.2292 | -149.8658 | SMA1 | 1932 | USGS |  | AK
8001 | AK | Anchorage; Fire Vehicle Maintenance Station | Airport Heights Dr; ground level | 61.213 | -149.824 | SMA1 | 5437 | USGS |  | AK
8002 | AK | Anchorage; Fire Station No. 04 | Tudor; ground level | 61.1812 | -149.8503 | SMA1 | 5438 | USGS |  | AK
8003 | AK | Anchorage; Fire Station No. 05 | Spenard; ground level | 61.1856 | -149.924 | SMA1 | 5439 | USGS |  | AK
8005 | AK | Anchorage; Fire Station No. 08 | O'Malley-Hillside; ground level | 61.123 | -149.767 | SMA1 | 5452 | USGS |  | AK
8006 | AK | Anchorage; Fire Station No. 12 | Homer; ground level | 61.149 | -149.8581 | SMA1 | 5453 | USGS |  | AK
8007 | AK | Anchorage; International Airport | Airport Safety Bldg, ground level | 61.1824 | -149.9966 | K2 | 1746 | USGS | RT | AK
8010 | AK | Anchorage; Sullivan Arena | Gambell St; ground level | 61.205 | -149.873 | SMA1 | 5696 | USGS |  | AK
8011 | AK | Anchorage; Russian Jack Springs State Park | DeBarr Ave; 2-story, ground level | 61.2089 | -149.786 | K2 | 1747 | USGS | DU | AK
8012 | AK | Anchorage; Fire Station No. 06 | Patterson St; ground level | 61.2094 | -149.7479 | SMA1 | 5695 | USGS |  | AK
8014 | AK | Cape Yakataga; Airport | USGS storage Bldg; ground level | 60.08 | -142.43 | SMA1 | 591 | USGS |  | AK
8016 | AK | Anchorage; BP Building | East Benson; 12-ch structure array 1; 14-story | 61.1922 | -149.8645 | K2 | 2144 | USGS | DU | AK
8016 | AK | Anchorage; BP Building | East Benson; 3-ch structure array 2; 14-story | 61.1922 | -149.8645 | K2 | 2133 | USGS |  | AK
8019 | AK | Eagle River; Alaska Geologic Materials | Fish Hatchery Rd; 2-story, ground level | 61.3493 | -149.5411 | K2 | 528 | USGS | DU | AK
8021 | AK | Anchorage; Klatt Elementary School | Juniper Dr; ground level | 61.1129 | -149.9095 | K2 | 1755 | USGS | DU | AK
8022 | AK | Fairbanks; Geophysical Observatory (CIGO) | Yukon Dr; basement | 64.8735 | -147.8614 | K2 | 1995 | USGS | DU | AK
8023 | AK | Anchorage; Football Stadium | E 16th St, ticket office; ground level | 61.2047 | -149.8763 | K2 | 1740 | USGS | DU | AK
8024 | AK | Anchorage; Dowl Engineers Warehouse | B' St; ground level | 61.1832 | -149.8853 | K2 | 1751 | USGS | DU | AK
8025 | AK | Anchorage; BS Lutheran Church | Arctic Blvd; ground level | 61.1471 | -149.8939 | K2 | 1743 | USGS | DU | AK
8026 | AK | Anchorage; Baptist Church of Christ | Debarr Rd; ground level | 61.2089 | -149.8289 | K2 | 1742 | USGS | DU | AK
8027 | AK | Anchorage; State Fish & Game | Raspberry Rd; ground level | 61.1609 | -149.8892 | K2 | 1744 | USGS | RT | AK
8028 | AK | Anchorage; College Gate Elementary School | Sunflower St; ground level | 61.1925 | -149.782 | K2 | 1749 | USGS | RT | AK
8029 | AK | Anchorage; Tudor Elementary School | Cache Dr; ground level | 61.1739 | -149.8501 | K2 | 1748 | USGS | DU | AK
8030 | AK | Anchorage; Police Headquarters | Bragaw St; ground level | 61.1795 | -149.8058 | K2 | 1741 | USGS | DU | AK
8031 | AK | Juneau; Downtown Fire Station | Glacier Ave; ground level | 58.301 | -134.4221 | K2 | 1726 | USGS | DU | AK
8032 | AK | Juneau; Airport Fire Station | Crest St; ground level | 58.3575 | -134.5732 | K2 | 1730 | USGS | DU | AK
8033 | AK | Juneau; Auke Bay Fire Station | Glacier Highway; ground level | 58.3877 | -134.65 | K2 | 1733 | USGS | DU | AK
8034 | AK | Valdez; Valdez Civic Center | Clifton Dr; ground level; 2-story | 61.1263 | -146.3567 | K2 | 1713 | USGS | DU | AK
8035 | AK | Kodiak; Chiniak School | Chiniak Hwy, Mile 41; ground level | 57.6136 | -152.2343 | K2 | 1732 | USGS | DU | AK
8036 | AK | Anchorage; DOI Office of Aircraft Services | Lear Court; ground level | 61.1779 | -149.9657 | K2 | 1731 | USGS | DU | AK
8037 | AK | Anchorage; NOAA Weather Facility | Sand Lake Rd | 61.1562 | -149.9845 | K2 | 1729 | USGS | DU | AK
8038 | AK | Anchorage; Fire Station No. 01 (Central) | East 4th Ave; ground level | 61.2184 | -149.8829 | K2 | 1737 | USGS | DU | AK
8039 | AK | Anchorage; Fire Station No. 07 (new) | Jewel Lake Rd; ground level | 61.1416 | -149.9512 | K2 | 1734 | USGS | DU | AK
8040 | AK | Anchorage; Robert B. Atwood Building | West 7th Ave; 12-ch; structure array 1; 20-story | 61.2153 | -149.893 | K2 | 2153 | USGS | DU | AK
8040 | AK | Anchorage; Robert B. Atwood Building | West 7th Ave; 12-ch; structure array 2; 20-story | 61.2153 | -149.893 | K2 | 2154 | USGS | DU | AK
8040 | AK | Anchorage; Robert B. Atwood Building | West 7th Ave; 12-ch; structure array 3; 20-story | 61.2153 | -149.893 | K2 | 2155 | USGS | DU | AK
8041 | AK | Anchorage; Turnagain Elementary School | W. Northern Lights Blvd; boiler room, ground level |  |  | K2 | 1736 | USGS |  | AK
* Other Recorders
Alarm, PAM, PAR, PRA, SAD, & Dialer are seismic alarm devices that do not record time series but may record peak values
** Cooperative Agencies
| ACOE | U.S. Army Corps of Engineers
| BYU | Brigham Young University
| CWDR | California, Departnent of Water Resources
| GSA | U.S. General Services Administration
| HCD | Hawaii Civil Defense
| ICL | California, Imperial County Landfill
| JPL | NASA, Jet Propulsion Laboratory
| LDPW | California, Los Angeles Department of Public Works
| MWD | Metropolitan Water District of Southern California
| ODOT | Oregon, Department of Transportation
| SLCC | Utah, Salt Lake City Corporation
| UAGI | Univ. of Alaska, Fairbanks, Geophysical Institute
| UDOT | Utah, Department of Transportation
| UGS | Utah Geological Survey
| UPR | University of Puerto Rico
| USGS | U.S. Geological Survey
| VA | U.S. Department of Veterans Affairs
| WDNR | Washington, Department of Natural Resources
^ Station Telemetry
| DI | Near-real time dial-up telemetry (manual)
| DU | Near-real time dial-up telemetry (automatic)
| RT | Real-time continuous telemetry
^^ U. S. Region: As Defined By The Advanced National Seismic System (ANSS)
| AK | Alaska
| CISN | California Integrated Seismic Network
| HA | Hawaii
| IW | Intermountain West
| MA | Middle America
| NEUS | Northeastern United States
| PNW | Pacific Northwest
| [CB] | [Caribbean]